## Program targeting
|  | Targeted to (populations) | Targeted to (compartments)
Abbreviation | Display name | World Hospital | Number of facilities in group
carbon_credits | Purchase carbon credits | Y | Y
carbon_capture | Carbon capture technology | Y | Y
staff_awareness | Staff awareness program | Y | Y
solar_system | Solar power system | Y | Y
turn_off | Power-saving mode | Y | Y
maintenance | Regular maintenance | Y | Y
low_flow_anesthesia | Low-flow anesthesia techniques | Y | Y
closed_circuit_anesthesia | Closed-circuit anesthesia techniques | Y | Y
alternative_natural_fibers | Alternative natural fibers | Y | Y
alternative_recycled_material | Alternative recycled materials | Y | Y
low_carbon_concrete | Low-carbon concrete | Y | Y
insulation_optimization | Insulation optimization | Y | Y
fish_ash_concrete | Fish ash concrete | Y | Y
slag_concrete | Slag concrete | Y | Y
geopolymer_concrete | Geopolymer concrete | Y | Y
hempcrete | Hempcrete | Y | Y
co2_cured_concrete | CO2-cured concrete | Y | Y
energy_efficient_equipment | Energy-efficient equipment | Y | Y
low_carbon_materials | Low-carbon materials | Y | Y
energy_optimization | Energy optimization | Y | Y
renewable_energy | Renewable energy sources | Y | Y
insulation_upgrade | Insulation upgrade | Y | Y
energy_efficient_hvac | Energy-efficient HVAC systems | Y | Y
white_roof_painting | White roof painting | Y | Y
green_roofs | Green roofs | Y | Y
permeable_pavements | Permeable pavements | Y | Y
wood_incorporation | Wood incorporation | Y | Y
bamboo_incorporation | Bamboo incorporation | Y | Y
straw_bale_incorporation | Straw bale incorporation | Y | Y
energy_efficient_building_systems | Energy-efficient building systems | Y | Y
cellulose_material | Cellulose-based materials | Y | Y
cotton_material | Cotton-based materials | Y | Y
wool_material | Wool-based materials | Y | Y
waste_reduction_recycling | Waste reduction and recycling | Y | Y
low_carbon_plasterboard | Low-carbon plasterboard | Y | Y
low_carbon_tire_products | Low-carbon tire products | Y | Y
sustainable_wood_use | Sustainable wood use | Y | Y
laminated_veneer_lumber | Laminated veneer lumber | Y | Y
cross_laminated_timber | Cross-laminated timber | Y | Y
glue_laminated_timber | Glue-laminated timber | Y | Y
wood_combination_materials | Wood combination materials | Y | Y
energy_efficient_led | Energy-efficient LED lighting | Y | Y
lighting_controls | Lighting controls | Y | Y
regular_lamp_maintenance | Regular lamp maintenance | Y | Y
efficient_burner_upgrade | Efficient burner upgrade | Y | Y
low_carbon_fuels | Low-carbon fuels | Y | Y
power_saving_mode | Power-saving mode | Y | Y
efficient_fan_upgrade | Efficient fan upgrade | Y | Y
variable_speed_drives | Variable speed drives | Y | Y
chimneys_air_vents | Chimneys and air vents | Y | Y
cooling_centers | Cooling centers | Y | Y
handheld_water_fans | Handheld water fans | Y | Y
optimized_fan_system | Optimized fan system | Y | Y
efficient_chiller_upgrade | Efficient chiller upgrade | Y | Y
chiller_system_optimization | Chiller system optimization | Y | Y
free_cooling | Free cooling | Y | Y
low_carbon_refrigerant | Low-carbon refrigerant | Y | Y
programmable_thermostats | Programmable thermostats | Y | Y
efficient_heater_upgrade | Efficient heater upgrade | Y | Y
digital_imaging | Digital imaging systems | Y | Y
low_dose_imaging | Low-dose imaging techniques | Y | Y
scan_protocol_optimization | Scan protocol optimization | Y | Y
energy_efficient_electrosurgical_units | Energy-efficient electrosurgical units | Y | Y
low_power_nodes | Low-power nodes | Y | Y
efficient_refrigerator | Energy-efficient refrigerators | Y | Y
temperature_monitoring | Temperature monitoring | Y | Y
energy_efficient_models | Energy-efficient models | Y | Y
alternative_lab_technology | Alternative lab technology | Y | Y
high_speed_settings | High-speed settings | Y | Y
energy_efficient_monitors | Energy-efficient monitors | Y | Y
brightness_adjustment | Display brightness adjustment | Y | Y
power_saving_settings | Power-saving settings | Y | Y
energy_efficient_laptops | Energy-efficient laptops | Y | Y
bluetooth_disable | Bluetooth disable | Y | Y
energy_efficient_printers | Energy-efficient printers | Y | Y
double_sided_printing | Double-sided printing | Y | Y
draft_mode_printing | Draft mode printing | Y | Y
energy_efficient_devices | Energy-efficient devices | Y | Y
asset_sleep_mode | Asset sleep mode | Y | Y
display_brightness_reduction | Display brightness reduction | Y | Y
alternative_networking | Alternative networking solutions | Y | Y
appropriate_cookware | Appropriate cookware | Y | Y
appropriate_burner_sizes | Appropriate burner sizes | Y | Y
lids_on_pots_pans | Lids on pots and pans | Y | Y
stove_turn_off | Stove turn off | Y | Y
low_carbon_inhalers | Low-carbon inhalers | Y | Y
telemedicine_consideration | Telemedicine consideration | Y | Y
low_waste_formulas | Low-waste formulas | Y | Y
green_certified_products | Green certified products | Y | Y
low_gwp_inhalers | Low-GWP inhalers | Y | Y
concentrated_formulas | Concentrated formulas | Y | Y
transportation_emissions_reduction | Transportation emissions reduction | Y | Y
low_gwp_refrigerants | Low-GWP refrigerants | Y | Y
improved_insulation | Improved insulation | Y | Y
optimized_settings | Optimized settings | Y | Y
efficient_refrigerators | Energy-efficient refrigerators | Y | Y
alternative_cooling_technologies | Alternative cooling technologies | Y | Y
proper_maintenance | Proper maintenance | Y | Y
leak_reduction | Leak reduction | Y | Y
carbon_energy_monitoring | Carbon and energy monitoring | Y | Y

## Spending data
carbon_credits | Provenance | Units | Uncertainty | Assumption |  | 2024 | 2025 | 2026 | 2027 | 2028
Annual spend |  | $/year |  |  | OR | 0
Unit cost |  | $/person/year |  | 15697.5 | OR
Capacity constraint |  | people |  |  | OR
Saturation |  | N.A. |  |  | OR
Coverage |  | people |  |  | OR
carbon_capture | Provenance | Units | Uncertainty | Assumption |  | 2024 | 2025 | 2026 | 2027 | 2028
Annual spend |  | $/year |  |  | OR | 0
Unit cost |  | $/person/year |  | 28256.7 | OR
Capacity constraint |  | people |  |  | OR
Saturation |  | N.A. |  |  | OR
Coverage |  | people |  |  | OR
staff_awareness | Provenance | Units | Uncertainty | Assumption |  | 2024 | 2025 | 2026 | 2027 | 2028
Annual spend |  | $/year |  |  | OR | 0
Unit cost |  | $/person/year |  | 23262.6 | OR
Capacity constraint |  | people |  |  | OR
Saturation |  | N.A. |  |  | OR
Coverage |  | people |  |  | OR
solar_system | Provenance | Units | Uncertainty | Assumption |  | 2024 | 2025 | 2026 | 2027 | 2028
Annual spend |  | $/year |  |  | OR | 0
Unit cost |  | $/person/year |  | 8784.9 | OR
Capacity constraint |  | people |  |  | OR
Saturation |  | N.A. |  |  | OR
Coverage |  | people |  |  | OR
turn_off | Provenance | Units | Uncertainty | Assumption |  | 2024 | 2025 | 2026 | 2027 | 2028
Annual spend |  | $/year |  |  | OR | 0
Unit cost |  | $/person/year |  | 16742.4 | OR
Capacity constraint |  | people |  |  | OR
Saturation |  | N.A. |  |  | OR
Coverage |  | people |  |  | OR
maintenance | Provenance | Units | Uncertainty | Assumption |  | 2024 | 2025 | 2026 | 2027 | 2028
Annual spend |  | $/year |  |  | OR | 0
Unit cost |  | $/person/year |  | 1350.2 | OR
Capacity constraint |  | people |  |  | OR
Saturation |  | N.A. |  |  | OR
Coverage |  | people |  |  | OR
low_flow_anesthesia | Provenance | Units | Uncertainty | Assumption |  | 2024 | 2025 | 2026 | 2027 | 2028
Annual spend |  | $/year |  |  | OR | 0
Unit cost |  | $/person/year |  | 8772 | OR
Capacity constraint |  | people |  |  | OR
Saturation |  | N.A. |  |  | OR
Coverage |  | people |  |  | OR
closed_circuit_anesthesia | Provenance | Units | Uncertainty | Assumption |  | 2024 | 2025 | 2026 | 2027 | 2028
Annual spend |  | $/year |  |  | OR | 0
Unit cost |  | $/person/year |  | 18312.6 | OR
Capacity constraint |  | people |  |  | OR
Saturation |  | N.A. |  |  | OR
Coverage |  | people |  |  | OR
alternative_natural_fibers | Provenance | Units | Uncertainty | Assumption |  | 2024 | 2025 | 2026 | 2027 | 2028
Annual spend |  | $/year |  |  | OR | 0
Unit cost |  | $/person/year |  | 16469.8 | OR
Capacity constraint |  | people |  |  | OR
Saturation |  | N.A. |  |  | OR
Coverage |  | people |  |  | OR
alternative_recycled_material | Provenance | Units | Uncertainty | Assumption |  | 2024 | 2025 | 2026 | 2027 | 2028
Annual spend |  | $/year |  |  | OR | 0
Unit cost |  | $/person/year |  | 250 | OR
Capacity constraint |  | people |  |  | OR
Saturation |  | N.A. |  |  | OR
Coverage |  | people |  |  | OR
low_carbon_concrete | Provenance | Units | Uncertainty | Assumption |  | 2024 | 2025 | 2026 | 2027 | 2028
Annual spend |  | $/year |  |  | OR | 0
Unit cost |  | $/person/year |  | 13359.6 | OR
Capacity constraint |  | people |  |  | OR
Saturation |  | N.A. |  |  | OR
Coverage |  | people |  |  | OR
insulation_optimization | Provenance | Units | Uncertainty | Assumption |  | 2024 | 2025 | 2026 | 2027 | 2028
Annual spend |  | $/year |  |  | OR | 0
Unit cost |  | $/person/year |  | 10794.2 | OR
Capacity constraint |  | people |  |  | OR
Saturation |  | N.A. |  |  | OR
Coverage |  | people |  |  | OR
fish_ash_concrete | Provenance | Units | Uncertainty | Assumption |  | 2024 | 2025 | 2026 | 2027 | 2028
Annual spend |  | $/year |  |  | OR | 0
Unit cost |  | $/person/year |  | 4000 | OR
Capacity constraint |  | people |  |  | OR
Saturation |  | N.A. |  |  | OR
Coverage |  | people |  |  | OR
slag_concrete | Provenance | Units | Uncertainty | Assumption |  | 2024 | 2025 | 2026 | 2027 | 2028
Annual spend |  | $/year |  |  | OR | 0
Unit cost |  | $/person/year |  | 17635.4 | OR
Capacity constraint |  | people |  |  | OR
Saturation |  | N.A. |  |  | OR
Coverage |  | people |  |  | OR
geopolymer_concrete | Provenance | Units | Uncertainty | Assumption |  | 2024 | 2025 | 2026 | 2027 | 2028
Annual spend |  | $/year |  |  | OR | 0
Unit cost |  | $/person/year |  | 3671.8 | OR
Capacity constraint |  | people |  |  | OR
Saturation |  | N.A. |  |  | OR
Coverage |  | people |  |  | OR
hempcrete | Provenance | Units | Uncertainty | Assumption |  | 2024 | 2025 | 2026 | 2027 | 2028
Annual spend |  | $/year |  |  | OR | 0
Unit cost |  | $/person/year |  | 14665 | OR
Capacity constraint |  | people |  |  | OR
Saturation |  | N.A. |  |  | OR
Coverage |  | people |  |  | OR
co2_cured_concrete | Provenance | Units | Uncertainty | Assumption |  | 2024 | 2025 | 2026 | 2027 | 2028
Annual spend |  | $/year |  |  | OR | 0
Unit cost |  | $/person/year |  | 8322.2 | OR
Capacity constraint |  | people |  |  | OR
Saturation |  | N.A. |  |  | OR
Coverage |  | people |  |  | OR
energy_efficient_equipment | Provenance | Units | Uncertainty | Assumption |  | 2024 | 2025 | 2026 | 2027 | 2028
Annual spend |  | $/year |  |  | OR | 0
Unit cost |  | $/person/year |  | 10458 | OR
Capacity constraint |  | people |  |  | OR
Saturation |  | N.A. |  |  | OR
Coverage |  | people |  |  | OR
low_carbon_materials | Provenance | Units | Uncertainty | Assumption |  | 2024 | 2025 | 2026 | 2027 | 2028
Annual spend |  | $/year |  |  | OR | 0
Unit cost |  | $/person/year |  | 535.6 | OR
Capacity constraint |  | people |  |  | OR
Saturation |  | N.A. |  |  | OR
Coverage |  | people |  |  | OR
energy_optimization | Provenance | Units | Uncertainty | Assumption |  | 2024 | 2025 | 2026 | 2027 | 2028
Annual spend |  | $/year |  |  | OR | 0
Unit cost |  | $/person/year |  | 15966.4 | OR
Capacity constraint |  | people |  |  | OR
Saturation |  | N.A. |  |  | OR
Coverage |  | people |  |  | OR
renewable_energy | Provenance | Units | Uncertainty | Assumption |  | 2024 | 2025 | 2026 | 2027 | 2028
Annual spend |  | $/year |  |  | OR | 0
Unit cost |  | $/person/year |  | 16875.6 | OR
Capacity constraint |  | people |  |  | OR
Saturation |  | N.A. |  |  | OR
Coverage |  | people |  |  | OR
insulation_upgrade | Provenance | Units | Uncertainty | Assumption |  | 2024 | 2025 | 2026 | 2027 | 2028
Annual spend |  | $/year |  |  | OR | 0
Unit cost |  | $/person/year |  | 8028.2 | OR
Capacity constraint |  | people |  |  | OR
Saturation |  | N.A. |  |  | OR
Coverage |  | people |  |  | OR
energy_efficient_hvac | Provenance | Units | Uncertainty | Assumption |  | 2024 | 2025 | 2026 | 2027 | 2028
Annual spend |  | $/year |  |  | OR | 0
Unit cost |  | $/person/year |  | 2843.2 | OR
Capacity constraint |  | people |  |  | OR
Saturation |  | N.A. |  |  | OR
Coverage |  | people |  |  | OR
white_roof_painting | Provenance | Units | Uncertainty | Assumption |  | 2024 | 2025 | 2026 | 2027 | 2028
Annual spend |  | $/year |  |  | OR | 0
Unit cost |  | $/person/year |  | 15987.8 | OR
Capacity constraint |  | people |  |  | OR
Saturation |  | N.A. |  |  | OR
Coverage |  | people |  |  | OR
green_roofs | Provenance | Units | Uncertainty | Assumption |  | 2024 | 2025 | 2026 | 2027 | 2028
Annual spend |  | $/year |  |  | OR | 0
Unit cost |  | $/person/year |  | 316.4 | OR
Capacity constraint |  | people |  |  | OR
Saturation |  | N.A. |  |  | OR
Coverage |  | people |  |  | OR
permeable_pavements | Provenance | Units | Uncertainty | Assumption |  | 2024 | 2025 | 2026 | 2027 | 2028
Annual spend |  | $/year |  |  | OR | 0
Unit cost |  | $/person/year |  | 14649 | OR
Capacity constraint |  | people |  |  | OR
Saturation |  | N.A. |  |  | OR
Coverage |  | people |  |  | OR
wood_incorporation | Provenance | Units | Uncertainty | Assumption |  | 2024 | 2025 | 2026 | 2027 | 2028
Annual spend |  | $/year |  |  | OR | 0
Unit cost |  | $/person/year |  | 18952.2 | OR
Capacity constraint |  | people |  |  | OR
Saturation |  | N.A. |  |  | OR
Coverage |  | people |  |  | OR
bamboo_incorporation | Provenance | Units | Uncertainty | Assumption |  | 2024 | 2025 | 2026 | 2027 | 2028
Annual spend |  | $/year |  |  | OR | 0
Unit cost |  | $/person/year |  | 711.2 | OR
Capacity constraint |  | people |  |  | OR
Saturation |  | N.A. |  |  | OR
Coverage |  | people |  |  | OR
straw_bale_incorporation | Provenance | Units | Uncertainty | Assumption |  | 2024 | 2025 | 2026 | 2027 | 2028
Annual spend |  | $/year |  |  | OR | 0
Unit cost |  | $/person/year |  | 12242.2 | OR
Capacity constraint |  | people |  |  | OR
Saturation |  | N.A. |  |  | OR
Coverage |  | people |  |  | OR
energy_efficient_building_systems | Provenance | Units | Uncertainty | Assumption |  | 2024 | 2025 | 2026 | 2027 | 2028
Annual spend |  | $/year |  |  | OR | 0
Unit cost |  | $/person/year |  | 8080.8 | OR
Capacity constraint |  | people |  |  | OR
Saturation |  | N.A. |  |  | OR
Coverage |  | people |  |  | OR
cellulose_material | Provenance | Units | Uncertainty | Assumption |  | 2024 | 2025 | 2026 | 2027 | 2028
Annual spend |  | $/year |  |  | OR | 0
Unit cost |  | $/person/year |  | 2252.6 | OR
Capacity constraint |  | people |  |  | OR
Saturation |  | N.A. |  |  | OR
Coverage |  | people |  |  | OR
cotton_material | Provenance | Units | Uncertainty | Assumption |  | 2024 | 2025 | 2026 | 2027 | 2028
Annual spend |  | $/year |  |  | OR | 0
Unit cost |  | $/person/year |  | 10596 | OR
Capacity constraint |  | people |  |  | OR
Saturation |  | N.A. |  |  | OR
Coverage |  | people |  |  | OR
wool_material | Provenance | Units | Uncertainty | Assumption |  | 2024 | 2025 | 2026 | 2027 | 2028
Annual spend |  | $/year |  |  | OR | 0
Unit cost |  | $/person/year |  | 2138.2 | OR
Capacity constraint |  | people |  |  | OR
Saturation |  | N.A. |  |  | OR
Coverage |  | people |  |  | OR
waste_reduction_recycling | Provenance | Units | Uncertainty | Assumption |  | 2024 | 2025 | 2026 | 2027 | 2028
Annual spend |  | $/year |  |  | OR | 0
Unit cost |  | $/person/year |  | 5958.4 | OR
Capacity constraint |  | people |  |  | OR
Saturation |  | N.A. |  |  | OR
Coverage |  | people |  |  | OR
low_carbon_plasterboard | Provenance | Units | Uncertainty | Assumption |  | 2024 | 2025 | 2026 | 2027 | 2028
Annual spend |  | $/year |  |  | OR | 0
Unit cost |  | $/person/year |  | 19353 | OR
Capacity constraint |  | people |  |  | OR
Saturation |  | N.A. |  |  | OR
Coverage |  | people |  |  | OR
low_carbon_tire_products | Provenance | Units | Uncertainty | Assumption |  | 2024 | 2025 | 2026 | 2027 | 2028
Annual spend |  | $/year |  |  | OR | 0
Unit cost |  | $/person/year |  | 10269.4 | OR
Capacity constraint |  | people |  |  | OR
Saturation |  | N.A. |  |  | OR
Coverage |  | people |  |  | OR
sustainable_wood_use | Provenance | Units | Uncertainty | Assumption |  | 2024 | 2025 | 2026 | 2027 | 2028
Annual spend |  | $/year |  |  | OR | 0
Unit cost |  | $/person/year |  | 2941 | OR
Capacity constraint |  | people |  |  | OR
Saturation |  | N.A. |  |  | OR
Coverage |  | people |  |  | OR
laminated_veneer_lumber | Provenance | Units | Uncertainty | Assumption |  | 2024 | 2025 | 2026 | 2027 | 2028
Annual spend |  | $/year |  |  | OR | 0
Unit cost |  | $/person/year |  | 17093.4 | OR
Capacity constraint |  | people |  |  | OR
Saturation |  | N.A. |  |  | OR
Coverage |  | people |  |  | OR
cross_laminated_timber | Provenance | Units | Uncertainty | Assumption |  | 2024 | 2025 | 2026 | 2027 | 2028
Annual spend |  | $/year |  |  | OR | 0
Unit cost |  | $/person/year |  | 142.6 | OR
Capacity constraint |  | people |  |  | OR
Saturation |  | N.A. |  |  | OR
Coverage |  | people |  |  | OR
glue_laminated_timber | Provenance | Units | Uncertainty | Assumption |  | 2024 | 2025 | 2026 | 2027 | 2028
Annual spend |  | $/year |  |  | OR | 0
Unit cost |  | $/person/year |  | 13080.2 | OR
Capacity constraint |  | people |  |  | OR
Saturation |  | N.A. |  |  | OR
Coverage |  | people |  |  | OR
wood_combination_materials | Provenance | Units | Uncertainty | Assumption |  | 2024 | 2025 | 2026 | 2027 | 2028
Annual spend |  | $/year |  |  | OR | 0
Unit cost |  | $/person/year |  | 3980.4 | OR
Capacity constraint |  | people |  |  | OR
Saturation |  | N.A. |  |  | OR
Coverage |  | people |  |  | OR
energy_efficient_led | Provenance | Units | Uncertainty | Assumption |  | 2024 | 2025 | 2026 | 2027 | 2028
Annual spend |  | $/year |  |  | OR | 0
Unit cost |  | $/person/year |  | 2027.6 | OR
Capacity constraint |  | people |  |  | OR
Saturation |  | N.A. |  |  | OR
Coverage |  | people |  |  | OR
lighting_controls | Provenance | Units | Uncertainty | Assumption |  | 2024 | 2025 | 2026 | 2027 | 2028
Annual spend |  | $/year |  |  | OR | 0
Unit cost |  | $/person/year |  | 8669.4 | OR
Capacity constraint |  | people |  |  | OR
Saturation |  | N.A. |  |  | OR
Coverage |  | people |  |  | OR
regular_lamp_maintenance | Provenance | Units | Uncertainty | Assumption |  | 2024 | 2025 | 2026 | 2027 | 2028
Annual spend |  | $/year |  |  | OR | 0
Unit cost |  | $/person/year |  | 12719.6 | OR
Capacity constraint |  | people |  |  | OR
Saturation |  | N.A. |  |  | OR
Coverage |  | people |  |  | OR
efficient_burner_upgrade | Provenance | Units | Uncertainty | Assumption |  | 2024 | 2025 | 2026 | 2027 | 2028
Annual spend |  | $/year |  |  | OR | 0
Unit cost |  | $/person/year |  | 318 | OR
Capacity constraint |  | people |  |  | OR
Saturation |  | N.A. |  |  | OR
Coverage |  | people |  |  | OR
low_carbon_fuels | Provenance | Units | Uncertainty | Assumption |  | 2024 | 2025 | 2026 | 2027 | 2028
Annual spend |  | $/year |  |  | OR | 0
Unit cost |  | $/person/year |  | 9235.8 | OR
Capacity constraint |  | people |  |  | OR
Saturation |  | N.A. |  |  | OR
Coverage |  | people |  |  | OR
power_saving_mode | Provenance | Units | Uncertainty | Assumption |  | 2024 | 2025 | 2026 | 2027 | 2028
Annual spend |  | $/year |  |  | OR | 0
Unit cost |  | $/person/year |  | 6146 | OR
Capacity constraint |  | people |  |  | OR
Saturation |  | N.A. |  |  | OR
Coverage |  | people |  |  | OR
efficient_fan_upgrade | Provenance | Units | Uncertainty | Assumption |  | 2024 | 2025 | 2026 | 2027 | 2028
Annual spend |  | $/year |  |  | OR | 0
Unit cost |  | $/person/year |  | 18410.6 | OR
Capacity constraint |  | people |  |  | OR
Saturation |  | N.A. |  |  | OR
Coverage |  | people |  |  | OR
variable_speed_drives | Provenance | Units | Uncertainty | Assumption |  | 2024 | 2025 | 2026 | 2027 | 2028
Annual spend |  | $/year |  |  | OR | 0
Unit cost |  | $/person/year |  | 8137.6 | OR
Capacity constraint |  | people |  |  | OR
Saturation |  | N.A. |  |  | OR
Coverage |  | people |  |  | OR
chimneys_air_vents | Provenance | Units | Uncertainty | Assumption |  | 2024 | 2025 | 2026 | 2027 | 2028
Annual spend |  | $/year |  |  | OR | 0
Unit cost |  | $/person/year |  | 15084.4 | OR
Capacity constraint |  | people |  |  | OR
Saturation |  | N.A. |  |  | OR
Coverage |  | people |  |  | OR
cooling_centers | Provenance | Units | Uncertainty | Assumption |  | 2024 | 2025 | 2026 | 2027 | 2028
Annual spend |  | $/year |  |  | OR | 0
Unit cost |  | $/person/year |  | 5175.4 | OR
Capacity constraint |  | people |  |  | OR
Saturation |  | N.A. |  |  | OR
Coverage |  | people |  |  | OR
handheld_water_fans | Provenance | Units | Uncertainty | Assumption |  | 2024 | 2025 | 2026 | 2027 | 2028
Annual spend |  | $/year |  |  | OR | 0
Unit cost |  | $/person/year |  | 12240.8 | OR
Capacity constraint |  | people |  |  | OR
Saturation |  | N.A. |  |  | OR
Coverage |  | people |  |  | OR
optimized_fan_system | Provenance | Units | Uncertainty | Assumption |  | 2024 | 2025 | 2026 | 2027 | 2028
Annual spend |  | $/year |  |  | OR | 0
Unit cost |  | $/person/year |  | 2446.6 | OR
Capacity constraint |  | people |  |  | OR
Saturation |  | N.A. |  |  | OR
Coverage |  | people |  |  | OR
efficient_chiller_upgrade | Provenance | Units | Uncertainty | Assumption |  | 2024 | 2025 | 2026 | 2027 | 2028
Annual spend |  | $/year |  |  | OR | 0
Unit cost |  | $/person/year |  | 10321.6 | OR
Capacity constraint |  | people |  |  | OR
Saturation |  | N.A. |  |  | OR
Coverage |  | people |  |  | OR
chiller_system_optimization | Provenance | Units | Uncertainty | Assumption |  | 2024 | 2025 | 2026 | 2027 | 2028
Annual spend |  | $/year |  |  | OR | 0
Unit cost |  | $/person/year |  | 3279.2 | OR
Capacity constraint |  | people |  |  | OR
Saturation |  | N.A. |  |  | OR
Coverage |  | people |  |  | OR
free_cooling | Provenance | Units | Uncertainty | Assumption |  | 2024 | 2025 | 2026 | 2027 | 2028
Annual spend |  | $/year |  |  | OR | 0
Unit cost |  | $/person/year |  | 18745.6 | OR
Capacity constraint |  | people |  |  | OR
Saturation |  | N.A. |  |  | OR
Coverage |  | people |  |  | OR
low_carbon_refrigerant | Provenance | Units | Uncertainty | Assumption |  | 2024 | 2025 | 2026 | 2027 | 2028
Annual spend |  | $/year |  |  | OR | 0
Unit cost |  | $/person/year |  | 18745.6 | OR
Capacity constraint |  | people |  |  | OR
Saturation |  | N.A. |  |  | OR
Coverage |  | people |  |  | OR
programmable_thermostats | Provenance | Units | Uncertainty | Assumption |  | 2024 | 2025 | 2026 | 2027 | 2028
Annual spend |  | $/year |  |  | OR | 0
Unit cost |  | $/person/year |  | 18745.6 | OR
Capacity constraint |  | people |  |  | OR
Saturation |  | N.A. |  |  | OR
Coverage |  | people |  |  | OR
efficient_heater_upgrade | Provenance | Units | Uncertainty | Assumption |  | 2024 | 2025 | 2026 | 2027 | 2028
Annual spend |  | $/year |  |  | OR | 0
Unit cost |  | $/person/year |  | 18745.6 | OR
Capacity constraint |  | people |  |  | OR
Saturation |  | N.A. |  |  | OR
Coverage |  | people |  |  | OR
digital_imaging | Provenance | Units | Uncertainty | Assumption |  | 2024 | 2025 | 2026 | 2027 | 2028
Annual spend |  | $/year |  |  | OR | 0
Unit cost |  | $/person/year |  | 18745.6 | OR
Capacity constraint |  | people |  |  | OR
Saturation |  | N.A. |  |  | OR
Coverage |  | people |  |  | OR
low_dose_imaging | Provenance | Units | Uncertainty | Assumption |  | 2024 | 2025 | 2026 | 2027 | 2028
Annual spend |  | $/year |  |  | OR | 0
Unit cost |  | $/person/year |  | 18745.6 | OR
Capacity constraint |  | people |  |  | OR
Saturation |  | N.A. |  |  | OR
Coverage |  | people |  |  | OR
scan_protocol_optimization | Provenance | Units | Uncertainty | Assumption |  | 2024 | 2025 | 2026 | 2027 | 2028
Annual spend |  | $/year |  |  | OR | 0
Unit cost |  | $/person/year |  | 18745.6 | OR
Capacity constraint |  | people |  |  | OR
Saturation |  | N.A. |  |  | OR
Coverage |  | people |  |  | OR
energy_efficient_electrosurgical_units | Provenance | Units | Uncertainty | Assumption |  | 2024 | 2025 | 2026 | 2027 | 2028
Annual spend |  | $/year |  |  | OR | 0
Unit cost |  | $/person/year |  | 18745.6 | OR
Capacity constraint |  | people |  |  | OR
Saturation |  | N.A. |  |  | OR
Coverage |  | people |  |  | OR
low_power_nodes | Provenance | Units | Uncertainty | Assumption |  | 2024 | 2025 | 2026 | 2027 | 2028
Annual spend |  | $/year |  |  | OR | 0
Unit cost |  | $/person/year |  | 18745.6 | OR
Capacity constraint |  | people |  |  | OR
Saturation |  | N.A. |  |  | OR
Coverage |  | people |  |  | OR
efficient_refrigerator | Provenance | Units | Uncertainty | Assumption |  | 2024 | 2025 | 2026 | 2027 | 2028
Annual spend |  | $/year |  |  | OR | 0
Unit cost |  | $/person/year |  | 18745.6 | OR
Capacity constraint |  | people |  |  | OR
Saturation |  | N.A. |  |  | OR
Coverage |  | people |  |  | OR
temperature_monitoring | Provenance | Units | Uncertainty | Assumption |  | 2024 | 2025 | 2026 | 2027 | 2028
Annual spend |  | $/year |  |  | OR | 0
Unit cost |  | $/person/year |  | 18745.6 | OR
Capacity constraint |  | people |  |  | OR
Saturation |  | N.A. |  |  | OR
Coverage |  | people |  |  | OR
energy_efficient_models | Provenance | Units | Uncertainty | Assumption |  | 2024 | 2025 | 2026 | 2027 | 2028
Annual spend |  | $/year |  |  | OR | 0
Unit cost |  | $/person/year |  | 18745.6 | OR
Capacity constraint |  | people |  |  | OR
Saturation |  | N.A. |  |  | OR
Coverage |  | people |  |  | OR
alternative_lab_technology | Provenance | Units | Uncertainty | Assumption |  | 2024 | 2025 | 2026 | 2027 | 2028
Annual spend |  | $/year |  |  | OR | 0
Unit cost |  | $/person/year |  | 18745.6 | OR
Capacity constraint |  | people |  |  | OR
Saturation |  | N.A. |  |  | OR
Coverage |  | people |  |  | OR
high_speed_settings | Provenance | Units | Uncertainty | Assumption |  | 2024 | 2025 | 2026 | 2027 | 2028
Annual spend |  | $/year |  |  | OR | 0
Unit cost |  | $/person/year |  | 18745.6 | OR
Capacity constraint |  | people |  |  | OR
Saturation |  | N.A. |  |  | OR
Coverage |  | people |  |  | OR
energy_efficient_monitors | Provenance | Units | Uncertainty | Assumption |  | 2024 | 2025 | 2026 | 2027 | 2028
Annual spend |  | $/year |  |  | OR | 0
Unit cost |  | $/person/year |  | 18745.6 | OR
Capacity constraint |  | people |  |  | OR
Saturation |  | N.A. |  |  | OR
Coverage |  | people |  |  | OR
brightness_adjustment | Provenance | Units | Uncertainty | Assumption |  | 2024 | 2025 | 2026 | 2027 | 2028
Annual spend |  | $/year |  |  | OR | 0
Unit cost |  | $/person/year |  | 18745.6 | OR
Capacity constraint |  | people |  |  | OR
Saturation |  | N.A. |  |  | OR
Coverage |  | people |  |  | OR
power_saving_settings | Provenance | Units | Uncertainty | Assumption |  | 2024 | 2025 | 2026 | 2027 | 2028
Annual spend |  | $/year |  |  | OR | 0
Unit cost |  | $/person/year |  | 18745.6 | OR
Capacity constraint |  | people |  |  | OR
Saturation |  | N.A. |  |  | OR
Coverage |  | people |  |  | OR
energy_efficient_laptops | Provenance | Units | Uncertainty | Assumption |  | 2024 | 2025 | 2026 | 2027 | 2028
Annual spend |  | $/year |  |  | OR | 0
Unit cost |  | $/person/year |  | 18745.6 | OR
Capacity constraint |  | people |  |  | OR
Saturation |  | N.A. |  |  | OR
Coverage |  | people |  |  | OR
bluetooth_disable | Provenance | Units | Uncertainty | Assumption |  | 2024 | 2025 | 2026 | 2027 | 2028
Annual spend |  | $/year |  |  | OR | 0
Unit cost |  | $/person/year |  | 18745.6 | OR
Capacity constraint |  | people |  |  | OR
Saturation |  | N.A. |  |  | OR
Coverage |  | people |  |  | OR
energy_efficient_printers | Provenance | Units | Uncertainty | Assumption |  | 2024 | 2025 | 2026 | 2027 | 2028
Annual spend |  | $/year |  |  | OR | 0
Unit cost |  | $/person/year |  | 18745.6 | OR
Capacity constraint |  | people |  |  | OR
Saturation |  | N.A. |  |  | OR
Coverage |  | people |  |  | OR
double_sided_printing | Provenance | Units | Uncertainty | Assumption |  | 2024 | 2025 | 2026 | 2027 | 2028
Annual spend |  | $/year |  |  | OR | 0
Unit cost |  | $/person/year |  | 18745.6 | OR
Capacity constraint |  | people |  |  | OR
Saturation |  | N.A. |  |  | OR
Coverage |  | people |  |  | OR
draft_mode_printing | Provenance | Units | Uncertainty | Assumption |  | 2024 | 2025 | 2026 | 2027 | 2028
Annual spend |  | $/year |  |  | OR | 0
Unit cost |  | $/person/year |  | 18745.6 | OR
Capacity constraint |  | people |  |  | OR
Saturation |  | N.A. |  |  | OR
Coverage |  | people |  |  | OR
energy_efficient_devices | Provenance | Units | Uncertainty | Assumption |  | 2024 | 2025 | 2026 | 2027 | 2028
Annual spend |  | $/year |  |  | OR | 0
Unit cost |  | $/person/year |  | 18745.6 | OR
Capacity constraint |  | people |  |  | OR
Saturation |  | N.A. |  |  | OR
Coverage |  | people |  |  | OR
asset_sleep_mode | Provenance | Units | Uncertainty | Assumption |  | 2024 | 2025 | 2026 | 2027 | 2028
Annual spend |  | $/year |  |  | OR | 0
Unit cost |  | $/person/year |  | 18745.6 | OR
Capacity constraint |  | people |  |  | OR
Saturation |  | N.A. |  |  | OR
Coverage |  | people |  |  | OR
display_brightness_reduction | Provenance | Units | Uncertainty | Assumption |  | 2024 | 2025 | 2026 | 2027 | 2028
Annual spend |  | $/year |  |  | OR | 0
Unit cost |  | $/person/year |  | 18745.6 | OR
Capacity constraint |  | people |  |  | OR
Saturation |  | N.A. |  |  | OR
Coverage |  | people |  |  | OR
alternative_networking | Provenance | Units | Uncertainty | Assumption |  | 2024 | 2025 | 2026 | 2027 | 2028
Annual spend |  | $/year |  |  | OR | 0
Unit cost |  | $/person/year |  | 18745.6 | OR
Capacity constraint |  | people |  |  | OR
Saturation |  | N.A. |  |  | OR
Coverage |  | people |  |  | OR
appropriate_cookware | Provenance | Units | Uncertainty | Assumption |  | 2024 | 2025 | 2026 | 2027 | 2028
Annual spend |  | $/year |  |  | OR | 0
Unit cost |  | $/person/year |  | 18745.6 | OR
Capacity constraint |  | people |  |  | OR
Saturation |  | N.A. |  |  | OR
Coverage |  | people |  |  | OR
appropriate_burner_sizes | Provenance | Units | Uncertainty | Assumption |  | 2024 | 2025 | 2026 | 2027 | 2028
Annual spend |  | $/year |  |  | OR | 0
Unit cost |  | $/person/year |  | 18745.6 | OR
Capacity constraint |  | people |  |  | OR
Saturation |  | N.A. |  |  | OR
Coverage |  | people |  |  | OR
lids_on_pots_pans | Provenance | Units | Uncertainty | Assumption |  | 2024 | 2025 | 2026 | 2027 | 2028
Annual spend |  | $/year |  |  | OR | 0
Unit cost |  | $/person/year |  | 18745.6 | OR
Capacity constraint |  | people |  |  | OR
Saturation |  | N.A. |  |  | OR
Coverage |  | people |  |  | OR
stove_turn_off | Provenance | Units | Uncertainty | Assumption |  | 2024 | 2025 | 2026 | 2027 | 2028
Annual spend |  | $/year |  |  | OR | 0
Unit cost |  | $/person/year |  | 18745.6 | OR
Capacity constraint |  | people |  |  | OR
Saturation |  | N.A. |  |  | OR
Coverage |  | people |  |  | OR
low_carbon_inhalers | Provenance | Units | Uncertainty | Assumption |  | 2024 | 2025 | 2026 | 2027 | 2028
Annual spend |  | $/year |  |  | OR | 0
Unit cost |  | $/person/year |  | 18745.6 | OR
Capacity constraint |  | people |  |  | OR
Saturation |  | N.A. |  |  | OR
Coverage |  | people |  |  | OR
telemedicine_consideration | Provenance | Units | Uncertainty | Assumption |  | 2024 | 2025 | 2026 | 2027 | 2028
Annual spend |  | $/year |  |  | OR | 0
Unit cost |  | $/person/year |  | 18745.6 | OR
Capacity constraint |  | people |  |  | OR
Saturation |  | N.A. |  |  | OR
Coverage |  | people |  |  | OR
low_waste_formulas | Provenance | Units | Uncertainty | Assumption |  | 2024 | 2025 | 2026 | 2027 | 2028
Annual spend |  | $/year |  |  | OR | 0
Unit cost |  | $/person/year |  | 18745.6 | OR
Capacity constraint |  | people |  |  | OR
Saturation |  | N.A. |  |  | OR
Coverage |  | people |  |  | OR
green_certified_products | Provenance | Units | Uncertainty | Assumption |  | 2024 | 2025 | 2026 | 2027 | 2028
Annual spend |  | $/year |  |  | OR | 0
Unit cost |  | $/person/year |  | 18745.6 | OR
Capacity constraint |  | people |  |  | OR
Saturation |  | N.A. |  |  | OR
Coverage |  | people |  |  | OR
low_gwp_inhalers | Provenance | Units | Uncertainty | Assumption |  | 2024 | 2025 | 2026 | 2027 | 2028
Annual spend |  | $/year |  |  | OR | 0
Unit cost |  | $/person/year |  | 18745.6 | OR
Capacity constraint |  | people |  |  | OR
Saturation |  | N.A. |  |  | OR
Coverage |  | people |  |  | OR
concentrated_formulas | Provenance | Units | Uncertainty | Assumption |  | 2024 | 2025 | 2026 | 2027 | 2028
Annual spend |  | $/year |  |  | OR | 0
Unit cost |  | $/person/year |  | 18745.6 | OR
Capacity constraint |  | people |  |  | OR
Saturation |  | N.A. |  |  | OR
Coverage |  | people |  |  | OR
transportation_emissions_reduction | Provenance | Units | Uncertainty | Assumption |  | 2024 | 2025 | 2026 | 2027 | 2028
Annual spend |  | $/year |  |  | OR | 0
Unit cost |  | $/person/year |  | 18745.6 | OR
Capacity constraint |  | people |  |  | OR
Saturation |  | N.A. |  |  | OR
Coverage |  | people |  |  | OR
low_gwp_refrigerants | Provenance | Units | Uncertainty | Assumption |  | 2024 | 2025 | 2026 | 2027 | 2028
Annual spend |  | $/year |  |  | OR | 0
Unit cost |  | $/person/year |  | 18745.6 | OR
Capacity constraint |  | people |  |  | OR
Saturation |  | N.A. |  |  | OR
Coverage |  | people |  |  | OR
improved_insulation | Provenance | Units | Uncertainty | Assumption |  | 2024 | 2025 | 2026 | 2027 | 2028
Annual spend |  | $/year |  |  | OR | 0
Unit cost |  | $/person/year |  | 18745.6 | OR
Capacity constraint |  | people |  |  | OR
Saturation |  | N.A. |  |  | OR
Coverage |  | people |  |  | OR
optimized_settings | Provenance | Units | Uncertainty | Assumption |  | 2024 | 2025 | 2026 | 2027 | 2028
Annual spend |  | $/year |  |  | OR | 0
Unit cost |  | $/person/year |  | 18745.6 | OR
Capacity constraint |  | people |  |  | OR
Saturation |  | N.A. |  |  | OR
Coverage |  | people |  |  | OR
efficient_refrigerators | Provenance | Units | Uncertainty | Assumption |  | 2024 | 2025 | 2026 | 2027 | 2028
Annual spend |  | $/year |  |  | OR | 0
Unit cost |  | $/person/year |  | 18745.6 | OR
Capacity constraint |  | people |  |  | OR
Saturation |  | N.A. |  |  | OR
Coverage |  | people |  |  | OR
alternative_cooling_technologies | Provenance | Units | Uncertainty | Assumption |  | 2024 | 2025 | 2026 | 2027 | 2028
Annual spend |  | $/year |  |  | OR | 0
Unit cost |  | $/person/year |  | 18745.6 | OR
Capacity constraint |  | people |  |  | OR
Saturation |  | N.A. |  |  | OR
Coverage |  | people |  |  | OR
proper_maintenance | Provenance | Units | Uncertainty | Assumption |  | 2024 | 2025 | 2026 | 2027 | 2028
Annual spend |  | $/year |  |  | OR | 0
Unit cost |  | $/person/year |  | 18745.6 | OR
Capacity constraint |  | people |  |  | OR
Saturation |  | N.A. |  |  | OR
Coverage |  | people |  |  | OR
leak_reduction | Provenance | Units | Uncertainty | Assumption |  | 2024 | 2025 | 2026 | 2027 | 2028
Annual spend |  | $/year |  |  | OR | 0
Unit cost |  | $/person/year |  | 18745.6 | OR
Capacity constraint |  | people |  |  | OR
Saturation |  | N.A. |  |  | OR
Coverage |  | people |  |  | OR
carbon_energy_monitoring | Provenance | Units | Uncertainty | Assumption |  | 2024 | 2025 | 2026 | 2027 | 2028
Annual spend |  | $/year |  |  | OR | 0
Unit cost |  | $/person/year |  | 18745.6 | OR
Capacity constraint |  | people |  |  | OR
Saturation |  | N.A. |  |  | OR
Coverage |  | people |  |  | OR

## Program effects
Isoflurane/Aerrane - multiplier | Baseline value | Coverage interaction | Impact interaction | Uncertainty | carbon_credits | carbon_capture | staff_awareness | solar_system | turn_off | maintenance | low_flow_anesthesia | closed_circuit_anesthesia | alternative_natural_fibers | alternative_recycled_material | low_carbon_concrete | insulation_optimization | fish_ash_concrete | slag_concrete | geopolymer_concrete | hempcrete | co2_cured_concrete | energy_efficient_equipment | low_carbon_materials | energy_optimization | renewable_energy | insulation_upgrade | energy_efficient_hvac | white_roof_painting | green_roofs | permeable_pavements | wood_incorporation | bamboo_incorporation | straw_bale_incorporation | energy_efficient_building_systems | cellulose_material | cotton_material | wool_material | waste_reduction_recycling | low_carbon_plasterboard | low_carbon_tire_products | sustainable_wood_use | laminated_veneer_lumber | cross_laminated_timber | glue_laminated_timber | wood_combination_materials | energy_efficient_led | lighting_controls | regular_lamp_maintenance | efficient_burner_upgrade | low_carbon_fuels | power_saving_mode | efficient_fan_upgrade | variable_speed_drives | chimneys_air_vents | cooling_centers | handheld_water_fans | optimized_fan_system | efficient_chiller_upgrade | chiller_system_optimization | free_cooling | low_carbon_refrigerant | programmable_thermostats | efficient_heater_upgrade | digital_imaging | low_dose_imaging | scan_protocol_optimization | energy_efficient_electrosurgical_units | low_power_nodes | efficient_refrigerator | temperature_monitoring | energy_efficient_models | alternative_lab_technology | high_speed_settings | energy_efficient_monitors | brightness_adjustment | power_saving_settings | energy_efficient_laptops | bluetooth_disable | energy_efficient_printers | double_sided_printing | draft_mode_printing | energy_efficient_devices | asset_sleep_mode | display_brightness_reduction | alternative_networking | appropriate_cookware | appropriate_burner_sizes | lids_on_pots_pans | stove_turn_off | low_carbon_inhalers | telemedicine_consideration | low_waste_formulas | green_certified_products | low_gwp_inhalers | concentrated_formulas | transportation_emissions_reduction | low_gwp_refrigerants | improved_insulation | optimized_settings | efficient_refrigerators | alternative_cooling_technologies | proper_maintenance | leak_reduction | carbon_energy_monitoring
World Hospital | 0 | Random |  | 0 | 0.156 | 0.291 | 0.468 |  |  |  | 0.375 | 0.195 | 0.286 | [62 empty] | 0.173
Sevofluranne/Ultane - multiplier | Baseline value | Coverage interaction | Impact interaction | Uncertainty | carbon_credits | carbon_capture | staff_awareness | solar_system | turn_off | maintenance | low_flow_anesthesia | closed_circuit_anesthesia | alternative_natural_fibers | alternative_recycled_material | low_carbon_concrete | insulation_optimization | fish_ash_concrete | slag_concrete | geopolymer_concrete | hempcrete | co2_cured_concrete | energy_efficient_equipment | low_carbon_materials | energy_optimization | renewable_energy | insulation_upgrade | energy_efficient_hvac | white_roof_painting | green_roofs | permeable_pavements | wood_incorporation | bamboo_incorporation | straw_bale_incorporation | energy_efficient_building_systems | cellulose_material | cotton_material | wool_material | waste_reduction_recycling | low_carbon_plasterboard | low_carbon_tire_products | sustainable_wood_use | laminated_veneer_lumber | cross_laminated_timber | glue_laminated_timber | wood_combination_materials | energy_efficient_led | lighting_controls | regular_lamp_maintenance | efficient_burner_upgrade | low_carbon_fuels | power_saving_mode | efficient_fan_upgrade | variable_speed_drives | chimneys_air_vents | cooling_centers | handheld_water_fans | optimized_fan_system | efficient_chiller_upgrade | chiller_system_optimization | free_cooling | low_carbon_refrigerant | programmable_thermostats | efficient_heater_upgrade | digital_imaging | low_dose_imaging | scan_protocol_optimization | energy_efficient_electrosurgical_units | low_power_nodes | efficient_refrigerator | temperature_monitoring | energy_efficient_models | alternative_lab_technology | high_speed_settings | energy_efficient_monitors | brightness_adjustment | power_saving_settings | energy_efficient_laptops | bluetooth_disable | energy_efficient_printers | double_sided_printing | draft_mode_printing | energy_efficient_devices | asset_sleep_mode | display_brightness_reduction | alternative_networking | appropriate_cookware | appropriate_burner_sizes | lids_on_pots_pans | stove_turn_off | low_carbon_inhalers | telemedicine_consideration | low_waste_formulas | green_certified_products | low_gwp_inhalers | concentrated_formulas | transportation_emissions_reduction | low_gwp_refrigerants | improved_insulation | optimized_settings | efficient_refrigerators | alternative_cooling_technologies | proper_maintenance | leak_reduction | carbon_energy_monitoring
World Hospital | 0 | Random |  | 0 | 0.156 | 0.291 | 0.468 |  |  |  | 0.375 | 0.195 | [62 empty] | 0.457 |  | 0.53
Desflurane - multiplier | Baseline value | Coverage interaction | Impact interaction | Uncertainty | carbon_credits | carbon_capture | staff_awareness | solar_system | turn_off | maintenance | low_flow_anesthesia | closed_circuit_anesthesia | alternative_natural_fibers | alternative_recycled_material | low_carbon_concrete | insulation_optimization | fish_ash_concrete | slag_concrete | geopolymer_concrete | hempcrete | co2_cured_concrete | energy_efficient_equipment | low_carbon_materials | energy_optimization | renewable_energy | insulation_upgrade | energy_efficient_hvac | white_roof_painting | green_roofs | permeable_pavements | wood_incorporation | bamboo_incorporation | straw_bale_incorporation | energy_efficient_building_systems | cellulose_material | cotton_material | wool_material | waste_reduction_recycling | low_carbon_plasterboard | low_carbon_tire_products | sustainable_wood_use | laminated_veneer_lumber | cross_laminated_timber | glue_laminated_timber | wood_combination_materials | energy_efficient_led | lighting_controls | regular_lamp_maintenance | efficient_burner_upgrade | low_carbon_fuels | power_saving_mode | efficient_fan_upgrade | variable_speed_drives | chimneys_air_vents | cooling_centers | handheld_water_fans | optimized_fan_system | efficient_chiller_upgrade | chiller_system_optimization | free_cooling | low_carbon_refrigerant | programmable_thermostats | efficient_heater_upgrade | digital_imaging | low_dose_imaging | scan_protocol_optimization | energy_efficient_electrosurgical_units | low_power_nodes | efficient_refrigerator | temperature_monitoring | energy_efficient_models | alternative_lab_technology | high_speed_settings | energy_efficient_monitors | brightness_adjustment | power_saving_settings | energy_efficient_laptops | bluetooth_disable | energy_efficient_printers | double_sided_printing | draft_mode_printing | energy_efficient_devices | asset_sleep_mode | display_brightness_reduction | alternative_networking | appropriate_cookware | appropriate_burner_sizes | lids_on_pots_pans | stove_turn_off | low_carbon_inhalers | telemedicine_consideration | low_waste_formulas | green_certified_products | low_gwp_inhalers | concentrated_formulas | transportation_emissions_reduction | low_gwp_refrigerants | improved_insulation | optimized_settings | efficient_refrigerators | alternative_cooling_technologies | proper_maintenance | leak_reduction | carbon_energy_monitoring
World Hospital | 0 | Random |  | 0 | 0.156 | 0.291 | 0.468 |  |  |  | 0.375 | 0.195 | [61 empty] | 0.314 |  |  |  | 0.486
Halothane/Fluothane - multiplier | Baseline value | Coverage interaction | Impact interaction | Uncertainty | carbon_credits | carbon_capture | staff_awareness | solar_system | turn_off | maintenance | low_flow_anesthesia | closed_circuit_anesthesia | alternative_natural_fibers | alternative_recycled_material | low_carbon_concrete | insulation_optimization | fish_ash_concrete | slag_concrete | geopolymer_concrete | hempcrete | co2_cured_concrete | energy_efficient_equipment | low_carbon_materials | energy_optimization | renewable_energy | insulation_upgrade | energy_efficient_hvac | white_roof_painting | green_roofs | permeable_pavements | wood_incorporation | bamboo_incorporation | straw_bale_incorporation | energy_efficient_building_systems | cellulose_material | cotton_material | wool_material | waste_reduction_recycling | low_carbon_plasterboard | low_carbon_tire_products | sustainable_wood_use | laminated_veneer_lumber | cross_laminated_timber | glue_laminated_timber | wood_combination_materials | energy_efficient_led | lighting_controls | regular_lamp_maintenance | efficient_burner_upgrade | low_carbon_fuels | power_saving_mode | efficient_fan_upgrade | variable_speed_drives | chimneys_air_vents | cooling_centers | handheld_water_fans | optimized_fan_system | efficient_chiller_upgrade | chiller_system_optimization | free_cooling | low_carbon_refrigerant | programmable_thermostats | efficient_heater_upgrade | digital_imaging | low_dose_imaging | scan_protocol_optimization | energy_efficient_electrosurgical_units | low_power_nodes | efficient_refrigerator | temperature_monitoring | energy_efficient_models | alternative_lab_technology | high_speed_settings | energy_efficient_monitors | brightness_adjustment | power_saving_settings | energy_efficient_laptops | bluetooth_disable | energy_efficient_printers | double_sided_printing | draft_mode_printing | energy_efficient_devices | asset_sleep_mode | display_brightness_reduction | alternative_networking | appropriate_cookware | appropriate_burner_sizes | lids_on_pots_pans | stove_turn_off | low_carbon_inhalers | telemedicine_consideration | low_waste_formulas | green_certified_products | low_gwp_inhalers | concentrated_formulas | transportation_emissions_reduction | low_gwp_refrigerants | improved_insulation | optimized_settings | efficient_refrigerators | alternative_cooling_technologies | proper_maintenance | leak_reduction | carbon_energy_monitoring
World Hospital | 0 | Random |  | 0 | 0.156 | 0.291 | 0.468 |  |  |  | 0.375 | 0.195 | [60 empty] | 0.045 | [5 empty] | 0.187
Enflurane - multiplier | Baseline value | Coverage interaction | Impact interaction | Uncertainty | carbon_credits | carbon_capture | staff_awareness | solar_system | turn_off | maintenance | low_flow_anesthesia | closed_circuit_anesthesia | alternative_natural_fibers | alternative_recycled_material | low_carbon_concrete | insulation_optimization | fish_ash_concrete | slag_concrete | geopolymer_concrete | hempcrete | co2_cured_concrete | energy_efficient_equipment | low_carbon_materials | energy_optimization | renewable_energy | insulation_upgrade | energy_efficient_hvac | white_roof_painting | green_roofs | permeable_pavements | wood_incorporation | bamboo_incorporation | straw_bale_incorporation | energy_efficient_building_systems | cellulose_material | cotton_material | wool_material | waste_reduction_recycling | low_carbon_plasterboard | low_carbon_tire_products | sustainable_wood_use | laminated_veneer_lumber | cross_laminated_timber | glue_laminated_timber | wood_combination_materials | energy_efficient_led | lighting_controls | regular_lamp_maintenance | efficient_burner_upgrade | low_carbon_fuels | power_saving_mode | efficient_fan_upgrade | variable_speed_drives | chimneys_air_vents | cooling_centers | handheld_water_fans | optimized_fan_system | efficient_chiller_upgrade | chiller_system_optimization | free_cooling | low_carbon_refrigerant | programmable_thermostats | efficient_heater_upgrade | digital_imaging | low_dose_imaging | scan_protocol_optimization | energy_efficient_electrosurgical_units | low_power_nodes | efficient_refrigerator | temperature_monitoring | energy_efficient_models | alternative_lab_technology | high_speed_settings | energy_efficient_monitors | brightness_adjustment | power_saving_settings | energy_efficient_laptops | bluetooth_disable | energy_efficient_printers | double_sided_printing | draft_mode_printing | energy_efficient_devices | asset_sleep_mode | display_brightness_reduction | alternative_networking | appropriate_cookware | appropriate_burner_sizes | lids_on_pots_pans | stove_turn_off | low_carbon_inhalers | telemedicine_consideration | low_waste_formulas | green_certified_products | low_gwp_inhalers | concentrated_formulas | transportation_emissions_reduction | low_gwp_refrigerants | improved_insulation | optimized_settings | efficient_refrigerators | alternative_cooling_technologies | proper_maintenance | leak_reduction | carbon_energy_monitoring
World Hospital | 0 | Random |  | 0 | 0.156 | 0.291 | 0.468 |  |  |  | 0.375 | 0.195 | [59 empty] | 0.46 | [7 empty] | 0.109
Nitrous Oxide - multiplier | Baseline value | Coverage interaction | Impact interaction | Uncertainty | carbon_credits | carbon_capture | staff_awareness | solar_system | turn_off | maintenance | low_flow_anesthesia | closed_circuit_anesthesia | alternative_natural_fibers | alternative_recycled_material | low_carbon_concrete | insulation_optimization | fish_ash_concrete | slag_concrete | geopolymer_concrete | hempcrete | co2_cured_concrete | energy_efficient_equipment | low_carbon_materials | energy_optimization | renewable_energy | insulation_upgrade | energy_efficient_hvac | white_roof_painting | green_roofs | permeable_pavements | wood_incorporation | bamboo_incorporation | straw_bale_incorporation | energy_efficient_building_systems | cellulose_material | cotton_material | wool_material | waste_reduction_recycling | low_carbon_plasterboard | low_carbon_tire_products | sustainable_wood_use | laminated_veneer_lumber | cross_laminated_timber | glue_laminated_timber | wood_combination_materials | energy_efficient_led | lighting_controls | regular_lamp_maintenance | efficient_burner_upgrade | low_carbon_fuels | power_saving_mode | efficient_fan_upgrade | variable_speed_drives | chimneys_air_vents | cooling_centers | handheld_water_fans | optimized_fan_system | efficient_chiller_upgrade | chiller_system_optimization | free_cooling | low_carbon_refrigerant | programmable_thermostats | efficient_heater_upgrade | digital_imaging | low_dose_imaging | scan_protocol_optimization | energy_efficient_electrosurgical_units | low_power_nodes | efficient_refrigerator | temperature_monitoring | energy_efficient_models | alternative_lab_technology | high_speed_settings | energy_efficient_monitors | brightness_adjustment | power_saving_settings | energy_efficient_laptops | bluetooth_disable | energy_efficient_printers | double_sided_printing | draft_mode_printing | energy_efficient_devices | asset_sleep_mode | display_brightness_reduction | alternative_networking | appropriate_cookware | appropriate_burner_sizes | lids_on_pots_pans | stove_turn_off | low_carbon_inhalers | telemedicine_consideration | low_waste_formulas | green_certified_products | low_gwp_inhalers | concentrated_formulas | transportation_emissions_reduction | low_gwp_refrigerants | improved_insulation | optimized_settings | efficient_refrigerators | alternative_cooling_technologies | proper_maintenance | leak_reduction | carbon_energy_monitoring
World Hospital | 0 | Random |  | 0 | 0.156 | 0.291 | 0.468 |  |  |  | 0.375 | 0.195 | [58 empty] | 0.563 | [9 empty] | 0.582
Average rigid plastics - multiplier | Baseline value | Coverage interaction | Impact interaction | Uncertainty | carbon_credits | carbon_capture | staff_awareness | solar_system | turn_off | maintenance | low_flow_anesthesia | closed_circuit_anesthesia | alternative_natural_fibers | alternative_recycled_material | low_carbon_concrete | insulation_optimization | fish_ash_concrete | slag_concrete | geopolymer_concrete | hempcrete | co2_cured_concrete | energy_efficient_equipment | low_carbon_materials | energy_optimization | renewable_energy | insulation_upgrade | energy_efficient_hvac | white_roof_painting | green_roofs | permeable_pavements | wood_incorporation | bamboo_incorporation | straw_bale_incorporation | energy_efficient_building_systems | cellulose_material | cotton_material | wool_material | waste_reduction_recycling | low_carbon_plasterboard | low_carbon_tire_products | sustainable_wood_use | laminated_veneer_lumber | cross_laminated_timber | glue_laminated_timber | wood_combination_materials | energy_efficient_led | lighting_controls | regular_lamp_maintenance | efficient_burner_upgrade | low_carbon_fuels | power_saving_mode | efficient_fan_upgrade | variable_speed_drives | chimneys_air_vents | cooling_centers | handheld_water_fans | optimized_fan_system | efficient_chiller_upgrade | chiller_system_optimization | free_cooling | low_carbon_refrigerant | programmable_thermostats | efficient_heater_upgrade | digital_imaging | low_dose_imaging | scan_protocol_optimization | energy_efficient_electrosurgical_units | low_power_nodes | efficient_refrigerator | temperature_monitoring | energy_efficient_models | alternative_lab_technology | high_speed_settings | energy_efficient_monitors | brightness_adjustment | power_saving_settings | energy_efficient_laptops | bluetooth_disable | energy_efficient_printers | double_sided_printing | draft_mode_printing | energy_efficient_devices | asset_sleep_mode | display_brightness_reduction | alternative_networking | appropriate_cookware | appropriate_burner_sizes | lids_on_pots_pans | stove_turn_off | low_carbon_inhalers | telemedicine_consideration | low_waste_formulas | green_certified_products | low_gwp_inhalers | concentrated_formulas | transportation_emissions_reduction | low_gwp_refrigerants | improved_insulation | optimized_settings | efficient_refrigerators | alternative_cooling_technologies | proper_maintenance | leak_reduction | carbon_energy_monitoring
World Hospital | 0 | Random |  | 0 | 0.156 | 0.291 | 0.468 | [5 empty] | 0.286 | 0.449 | [8 empty] | 0.045 | [45 empty] | 0.57 | 0.256 | [11 empty] | 0.236
Aggregates - multiplier | Baseline value | Coverage interaction | Impact interaction | Uncertainty | carbon_credits | carbon_capture | staff_awareness | solar_system | turn_off | maintenance | low_flow_anesthesia | closed_circuit_anesthesia | alternative_natural_fibers | alternative_recycled_material | low_carbon_concrete | insulation_optimization | fish_ash_concrete | slag_concrete | geopolymer_concrete | hempcrete | co2_cured_concrete | energy_efficient_equipment | low_carbon_materials | energy_optimization | renewable_energy | insulation_upgrade | energy_efficient_hvac | white_roof_painting | green_roofs | permeable_pavements | wood_incorporation | bamboo_incorporation | straw_bale_incorporation | energy_efficient_building_systems | cellulose_material | cotton_material | wool_material | waste_reduction_recycling | low_carbon_plasterboard | low_carbon_tire_products | sustainable_wood_use | laminated_veneer_lumber | cross_laminated_timber | glue_laminated_timber | wood_combination_materials | energy_efficient_led | lighting_controls | regular_lamp_maintenance | efficient_burner_upgrade | low_carbon_fuels | power_saving_mode | efficient_fan_upgrade | variable_speed_drives | chimneys_air_vents | cooling_centers | handheld_water_fans | optimized_fan_system | efficient_chiller_upgrade | chiller_system_optimization | free_cooling | low_carbon_refrigerant | programmable_thermostats | efficient_heater_upgrade | digital_imaging | low_dose_imaging | scan_protocol_optimization | energy_efficient_electrosurgical_units | low_power_nodes | efficient_refrigerator | temperature_monitoring | energy_efficient_models | alternative_lab_technology | high_speed_settings | energy_efficient_monitors | brightness_adjustment | power_saving_settings | energy_efficient_laptops | bluetooth_disable | energy_efficient_printers | double_sided_printing | draft_mode_printing | energy_efficient_devices | asset_sleep_mode | display_brightness_reduction | alternative_networking | appropriate_cookware | appropriate_burner_sizes | lids_on_pots_pans | stove_turn_off | low_carbon_inhalers | telemedicine_consideration | low_waste_formulas | green_certified_products | low_gwp_inhalers | concentrated_formulas | transportation_emissions_reduction | low_gwp_refrigerants | improved_insulation | optimized_settings | efficient_refrigerators | alternative_cooling_technologies | proper_maintenance | leak_reduction | carbon_energy_monitoring
World Hospital | 0 | Random |  | 0 | 0.156 | 0.291 | 0.468 | [5 empty] | 0.286 | 0.449 | [8 empty] | 0.045 | [45 empty] | 0.57 | [13 empty] | 0.401
Average construction - multiplier | Baseline value | Coverage interaction | Impact interaction | Uncertainty | carbon_credits | carbon_capture | staff_awareness | solar_system | turn_off | maintenance | low_flow_anesthesia | closed_circuit_anesthesia | alternative_natural_fibers | alternative_recycled_material | low_carbon_concrete | insulation_optimization | fish_ash_concrete | slag_concrete | geopolymer_concrete | hempcrete | co2_cured_concrete | energy_efficient_equipment | low_carbon_materials | energy_optimization | renewable_energy | insulation_upgrade | energy_efficient_hvac | white_roof_painting | green_roofs | permeable_pavements | wood_incorporation | bamboo_incorporation | straw_bale_incorporation | energy_efficient_building_systems | cellulose_material | cotton_material | wool_material | waste_reduction_recycling | low_carbon_plasterboard | low_carbon_tire_products | sustainable_wood_use | laminated_veneer_lumber | cross_laminated_timber | glue_laminated_timber | wood_combination_materials | energy_efficient_led | lighting_controls | regular_lamp_maintenance | efficient_burner_upgrade | low_carbon_fuels | power_saving_mode | efficient_fan_upgrade | variable_speed_drives | chimneys_air_vents | cooling_centers | handheld_water_fans | optimized_fan_system | efficient_chiller_upgrade | chiller_system_optimization | free_cooling | low_carbon_refrigerant | programmable_thermostats | efficient_heater_upgrade | digital_imaging | low_dose_imaging | scan_protocol_optimization | energy_efficient_electrosurgical_units | low_power_nodes | efficient_refrigerator | temperature_monitoring | energy_efficient_models | alternative_lab_technology | high_speed_settings | energy_efficient_monitors | brightness_adjustment | power_saving_settings | energy_efficient_laptops | bluetooth_disable | energy_efficient_printers | double_sided_printing | draft_mode_printing | energy_efficient_devices | asset_sleep_mode | display_brightness_reduction | alternative_networking | appropriate_cookware | appropriate_burner_sizes | lids_on_pots_pans | stove_turn_off | low_carbon_inhalers | telemedicine_consideration | low_waste_formulas | green_certified_products | low_gwp_inhalers | concentrated_formulas | transportation_emissions_reduction | low_gwp_refrigerants | improved_insulation | optimized_settings | efficient_refrigerators | alternative_cooling_technologies | proper_maintenance | leak_reduction | carbon_energy_monitoring
World Hospital | 0 | Random |  | 0 | 0.156 | 0.291 | 0.468 | [5 empty] | 0.286 | 0.449 | [8 empty] | 0.045 | [44 empty] | 0.389 | [15 empty] | 0.08
Asbestos - multiplier | Baseline value | Coverage interaction | Impact interaction | Uncertainty | carbon_credits | carbon_capture | staff_awareness | solar_system | turn_off | maintenance | low_flow_anesthesia | closed_circuit_anesthesia | alternative_natural_fibers | alternative_recycled_material | low_carbon_concrete | insulation_optimization | fish_ash_concrete | slag_concrete | geopolymer_concrete | hempcrete | co2_cured_concrete | energy_efficient_equipment | low_carbon_materials | energy_optimization | renewable_energy | insulation_upgrade | energy_efficient_hvac | white_roof_painting | green_roofs | permeable_pavements | wood_incorporation | bamboo_incorporation | straw_bale_incorporation | energy_efficient_building_systems | cellulose_material | cotton_material | wool_material | waste_reduction_recycling | low_carbon_plasterboard | low_carbon_tire_products | sustainable_wood_use | laminated_veneer_lumber | cross_laminated_timber | glue_laminated_timber | wood_combination_materials | energy_efficient_led | lighting_controls | regular_lamp_maintenance | efficient_burner_upgrade | low_carbon_fuels | power_saving_mode | efficient_fan_upgrade | variable_speed_drives | chimneys_air_vents | cooling_centers | handheld_water_fans | optimized_fan_system | efficient_chiller_upgrade | chiller_system_optimization | free_cooling | low_carbon_refrigerant | programmable_thermostats | efficient_heater_upgrade | digital_imaging | low_dose_imaging | scan_protocol_optimization | energy_efficient_electrosurgical_units | low_power_nodes | efficient_refrigerator | temperature_monitoring | energy_efficient_models | alternative_lab_technology | high_speed_settings | energy_efficient_monitors | brightness_adjustment | power_saving_settings | energy_efficient_laptops | bluetooth_disable | energy_efficient_printers | double_sided_printing | draft_mode_printing | energy_efficient_devices | asset_sleep_mode | display_brightness_reduction | alternative_networking | appropriate_cookware | appropriate_burner_sizes | lids_on_pots_pans | stove_turn_off | low_carbon_inhalers | telemedicine_consideration | low_waste_formulas | green_certified_products | low_gwp_inhalers | concentrated_formulas | transportation_emissions_reduction | low_gwp_refrigerants | improved_insulation | optimized_settings | efficient_refrigerators | alternative_cooling_technologies | proper_maintenance | leak_reduction | carbon_energy_monitoring
World Hospital | 0 | Random |  | 0 | 0.156 | 0.291 | 0.468 | [5 empty] | 0.286 | 0.449 | [8 empty] | 0.045 | [43 empty] | 0.117 | [17 empty] | 0.293
Asphalt - multiplier | Baseline value | Coverage interaction | Impact interaction | Uncertainty | carbon_credits | carbon_capture | staff_awareness | solar_system | turn_off | maintenance | low_flow_anesthesia | closed_circuit_anesthesia | alternative_natural_fibers | alternative_recycled_material | low_carbon_concrete | insulation_optimization | fish_ash_concrete | slag_concrete | geopolymer_concrete | hempcrete | co2_cured_concrete | energy_efficient_equipment | low_carbon_materials | energy_optimization | renewable_energy | insulation_upgrade | energy_efficient_hvac | white_roof_painting | green_roofs | permeable_pavements | wood_incorporation | bamboo_incorporation | straw_bale_incorporation | energy_efficient_building_systems | cellulose_material | cotton_material | wool_material | waste_reduction_recycling | low_carbon_plasterboard | low_carbon_tire_products | sustainable_wood_use | laminated_veneer_lumber | cross_laminated_timber | glue_laminated_timber | wood_combination_materials | energy_efficient_led | lighting_controls | regular_lamp_maintenance | efficient_burner_upgrade | low_carbon_fuels | power_saving_mode | efficient_fan_upgrade | variable_speed_drives | chimneys_air_vents | cooling_centers | handheld_water_fans | optimized_fan_system | efficient_chiller_upgrade | chiller_system_optimization | free_cooling | low_carbon_refrigerant | programmable_thermostats | efficient_heater_upgrade | digital_imaging | low_dose_imaging | scan_protocol_optimization | energy_efficient_electrosurgical_units | low_power_nodes | efficient_refrigerator | temperature_monitoring | energy_efficient_models | alternative_lab_technology | high_speed_settings | energy_efficient_monitors | brightness_adjustment | power_saving_settings | energy_efficient_laptops | bluetooth_disable | energy_efficient_printers | double_sided_printing | draft_mode_printing | energy_efficient_devices | asset_sleep_mode | display_brightness_reduction | alternative_networking | appropriate_cookware | appropriate_burner_sizes | lids_on_pots_pans | stove_turn_off | low_carbon_inhalers | telemedicine_consideration | low_waste_formulas | green_certified_products | low_gwp_inhalers | concentrated_formulas | transportation_emissions_reduction | low_gwp_refrigerants | improved_insulation | optimized_settings | efficient_refrigerators | alternative_cooling_technologies | proper_maintenance | leak_reduction | carbon_energy_monitoring
World Hospital | 0 | Random |  | 0 | 0.156 | 0.291 | 0.468 | [5 empty] | 0.286 | 0.449 | [8 empty] | 0.045 | [42 empty] | 0.432 | [19 empty] | 0.54
Bricks - multiplier | Baseline value | Coverage interaction | Impact interaction | Uncertainty | carbon_credits | carbon_capture | staff_awareness | solar_system | turn_off | maintenance | low_flow_anesthesia | closed_circuit_anesthesia | alternative_natural_fibers | alternative_recycled_material | low_carbon_concrete | insulation_optimization | fish_ash_concrete | slag_concrete | geopolymer_concrete | hempcrete | co2_cured_concrete | energy_efficient_equipment | low_carbon_materials | energy_optimization | renewable_energy | insulation_upgrade | energy_efficient_hvac | white_roof_painting | green_roofs | permeable_pavements | wood_incorporation | bamboo_incorporation | straw_bale_incorporation | energy_efficient_building_systems | cellulose_material | cotton_material | wool_material | waste_reduction_recycling | low_carbon_plasterboard | low_carbon_tire_products | sustainable_wood_use | laminated_veneer_lumber | cross_laminated_timber | glue_laminated_timber | wood_combination_materials | energy_efficient_led | lighting_controls | regular_lamp_maintenance | efficient_burner_upgrade | low_carbon_fuels | power_saving_mode | efficient_fan_upgrade | variable_speed_drives | chimneys_air_vents | cooling_centers | handheld_water_fans | optimized_fan_system | efficient_chiller_upgrade | chiller_system_optimization | free_cooling | low_carbon_refrigerant | programmable_thermostats | efficient_heater_upgrade | digital_imaging | low_dose_imaging | scan_protocol_optimization | energy_efficient_electrosurgical_units | low_power_nodes | efficient_refrigerator | temperature_monitoring | energy_efficient_models | alternative_lab_technology | high_speed_settings | energy_efficient_monitors | brightness_adjustment | power_saving_settings | energy_efficient_laptops | bluetooth_disable | energy_efficient_printers | double_sided_printing | draft_mode_printing | energy_efficient_devices | asset_sleep_mode | display_brightness_reduction | alternative_networking | appropriate_cookware | appropriate_burner_sizes | lids_on_pots_pans | stove_turn_off | low_carbon_inhalers | telemedicine_consideration | low_waste_formulas | green_certified_products | low_gwp_inhalers | concentrated_formulas | transportation_emissions_reduction | low_gwp_refrigerants | improved_insulation | optimized_settings | efficient_refrigerators | alternative_cooling_technologies | proper_maintenance | leak_reduction | carbon_energy_monitoring
World Hospital | 0 | Random |  | 0 | 0.156 | 0.291 | 0.468 | [5 empty] | 0.286 | 0.449 | [8 empty] | 0.045 | [41 empty] | 0.015 | [21 empty] | 0.437
Concrete - multiplier | Baseline value | Coverage interaction | Impact interaction | Uncertainty | carbon_credits | carbon_capture | staff_awareness | solar_system | turn_off | maintenance | low_flow_anesthesia | closed_circuit_anesthesia | alternative_natural_fibers | alternative_recycled_material | low_carbon_concrete | insulation_optimization | fish_ash_concrete | slag_concrete | geopolymer_concrete | hempcrete | co2_cured_concrete | energy_efficient_equipment | low_carbon_materials | energy_optimization | renewable_energy | insulation_upgrade | energy_efficient_hvac | white_roof_painting | green_roofs | permeable_pavements | wood_incorporation | bamboo_incorporation | straw_bale_incorporation | energy_efficient_building_systems | cellulose_material | cotton_material | wool_material | waste_reduction_recycling | low_carbon_plasterboard | low_carbon_tire_products | sustainable_wood_use | laminated_veneer_lumber | cross_laminated_timber | glue_laminated_timber | wood_combination_materials | energy_efficient_led | lighting_controls | regular_lamp_maintenance | efficient_burner_upgrade | low_carbon_fuels | power_saving_mode | efficient_fan_upgrade | variable_speed_drives | chimneys_air_vents | cooling_centers | handheld_water_fans | optimized_fan_system | efficient_chiller_upgrade | chiller_system_optimization | free_cooling | low_carbon_refrigerant | programmable_thermostats | efficient_heater_upgrade | digital_imaging | low_dose_imaging | scan_protocol_optimization | energy_efficient_electrosurgical_units | low_power_nodes | efficient_refrigerator | temperature_monitoring | energy_efficient_models | alternative_lab_technology | high_speed_settings | energy_efficient_monitors | brightness_adjustment | power_saving_settings | energy_efficient_laptops | bluetooth_disable | energy_efficient_printers | double_sided_printing | draft_mode_printing | energy_efficient_devices | asset_sleep_mode | display_brightness_reduction | alternative_networking | appropriate_cookware | appropriate_burner_sizes | lids_on_pots_pans | stove_turn_off | low_carbon_inhalers | telemedicine_consideration | low_waste_formulas | green_certified_products | low_gwp_inhalers | concentrated_formulas | transportation_emissions_reduction | low_gwp_refrigerants | improved_insulation | optimized_settings | efficient_refrigerators | alternative_cooling_technologies | proper_maintenance | leak_reduction | carbon_energy_monitoring
World Hospital | 0 | Random |  | 0 | 0.156 | 0.291 | 0.468 | [5 empty] | 0.286 | 0.449 | 0.078 |  | 0.419 | 0.59 | 0.107 | 0.356 | 0.191 |  | 0.045 | [40 empty] | 0.352 | [23 empty] | 0.276
Insulation - multiplier | Baseline value | Coverage interaction | Impact interaction | Uncertainty | carbon_credits | carbon_capture | staff_awareness | solar_system | turn_off | maintenance | low_flow_anesthesia | closed_circuit_anesthesia | alternative_natural_fibers | alternative_recycled_material | low_carbon_concrete | insulation_optimization | fish_ash_concrete | slag_concrete | geopolymer_concrete | hempcrete | co2_cured_concrete | energy_efficient_equipment | low_carbon_materials | energy_optimization | renewable_energy | insulation_upgrade | energy_efficient_hvac | white_roof_painting | green_roofs | permeable_pavements | wood_incorporation | bamboo_incorporation | straw_bale_incorporation | energy_efficient_building_systems | cellulose_material | cotton_material | wool_material | waste_reduction_recycling | low_carbon_plasterboard | low_carbon_tire_products | sustainable_wood_use | laminated_veneer_lumber | cross_laminated_timber | glue_laminated_timber | wood_combination_materials | energy_efficient_led | lighting_controls | regular_lamp_maintenance | efficient_burner_upgrade | low_carbon_fuels | power_saving_mode | efficient_fan_upgrade | variable_speed_drives | chimneys_air_vents | cooling_centers | handheld_water_fans | optimized_fan_system | efficient_chiller_upgrade | chiller_system_optimization | free_cooling | low_carbon_refrigerant | programmable_thermostats | efficient_heater_upgrade | digital_imaging | low_dose_imaging | scan_protocol_optimization | energy_efficient_electrosurgical_units | low_power_nodes | efficient_refrigerator | temperature_monitoring | energy_efficient_models | alternative_lab_technology | high_speed_settings | energy_efficient_monitors | brightness_adjustment | power_saving_settings | energy_efficient_laptops | bluetooth_disable | energy_efficient_printers | double_sided_printing | draft_mode_printing | energy_efficient_devices | asset_sleep_mode | display_brightness_reduction | alternative_networking | appropriate_cookware | appropriate_burner_sizes | lids_on_pots_pans | stove_turn_off | low_carbon_inhalers | telemedicine_consideration | low_waste_formulas | green_certified_products | low_gwp_inhalers | concentrated_formulas | transportation_emissions_reduction | low_gwp_refrigerants | improved_insulation | optimized_settings | efficient_refrigerators | alternative_cooling_technologies | proper_maintenance | leak_reduction | carbon_energy_monitoring
World Hospital | 0 | Random |  | 0 | 0.156 | 0.291 | 0.468 | [5 empty] | 0.286 | 0.449 |  | 0.523 | [6 empty] | 0.045 | [39 empty] | 0.091 | [25 empty] | 0.057
Metals - multiplier | Baseline value | Coverage interaction | Impact interaction | Uncertainty | carbon_credits | carbon_capture | staff_awareness | solar_system | turn_off | maintenance | low_flow_anesthesia | closed_circuit_anesthesia | alternative_natural_fibers | alternative_recycled_material | low_carbon_concrete | insulation_optimization | fish_ash_concrete | slag_concrete | geopolymer_concrete | hempcrete | co2_cured_concrete | energy_efficient_equipment | low_carbon_materials | energy_optimization | renewable_energy | insulation_upgrade | energy_efficient_hvac | white_roof_painting | green_roofs | permeable_pavements | wood_incorporation | bamboo_incorporation | straw_bale_incorporation | energy_efficient_building_systems | cellulose_material | cotton_material | wool_material | waste_reduction_recycling | low_carbon_plasterboard | low_carbon_tire_products | sustainable_wood_use | laminated_veneer_lumber | cross_laminated_timber | glue_laminated_timber | wood_combination_materials | energy_efficient_led | lighting_controls | regular_lamp_maintenance | efficient_burner_upgrade | low_carbon_fuels | power_saving_mode | efficient_fan_upgrade | variable_speed_drives | chimneys_air_vents | cooling_centers | handheld_water_fans | optimized_fan_system | efficient_chiller_upgrade | chiller_system_optimization | free_cooling | low_carbon_refrigerant | programmable_thermostats | efficient_heater_upgrade | digital_imaging | low_dose_imaging | scan_protocol_optimization | energy_efficient_electrosurgical_units | low_power_nodes | efficient_refrigerator | temperature_monitoring | energy_efficient_models | alternative_lab_technology | high_speed_settings | energy_efficient_monitors | brightness_adjustment | power_saving_settings | energy_efficient_laptops | bluetooth_disable | energy_efficient_printers | double_sided_printing | draft_mode_printing | energy_efficient_devices | asset_sleep_mode | display_brightness_reduction | alternative_networking | appropriate_cookware | appropriate_burner_sizes | lids_on_pots_pans | stove_turn_off | low_carbon_inhalers | telemedicine_consideration | low_waste_formulas | green_certified_products | low_gwp_inhalers | concentrated_formulas | transportation_emissions_reduction | low_gwp_refrigerants | improved_insulation | optimized_settings | efficient_refrigerators | alternative_cooling_technologies | proper_maintenance | leak_reduction | carbon_energy_monitoring
World Hospital | 0 | Random |  | 0 | 0.156 | 0.291 | 0.468 | [5 empty] | 0.286 | 0.449 | [8 empty] | 0.045 | [38 empty] | 0.498 | [27 empty] | 0.393
Plaster board/gypsum board - multiplier | Baseline value | Coverage interaction | Impact interaction | Uncertainty | carbon_credits | carbon_capture | staff_awareness | solar_system | turn_off | maintenance | low_flow_anesthesia | closed_circuit_anesthesia | alternative_natural_fibers | alternative_recycled_material | low_carbon_concrete | insulation_optimization | fish_ash_concrete | slag_concrete | geopolymer_concrete | hempcrete | co2_cured_concrete | energy_efficient_equipment | low_carbon_materials | energy_optimization | renewable_energy | insulation_upgrade | energy_efficient_hvac | white_roof_painting | green_roofs | permeable_pavements | wood_incorporation | bamboo_incorporation | straw_bale_incorporation | energy_efficient_building_systems | cellulose_material | cotton_material | wool_material | waste_reduction_recycling | low_carbon_plasterboard | low_carbon_tire_products | sustainable_wood_use | laminated_veneer_lumber | cross_laminated_timber | glue_laminated_timber | wood_combination_materials | energy_efficient_led | lighting_controls | regular_lamp_maintenance | efficient_burner_upgrade | low_carbon_fuels | power_saving_mode | efficient_fan_upgrade | variable_speed_drives | chimneys_air_vents | cooling_centers | handheld_water_fans | optimized_fan_system | efficient_chiller_upgrade | chiller_system_optimization | free_cooling | low_carbon_refrigerant | programmable_thermostats | efficient_heater_upgrade | digital_imaging | low_dose_imaging | scan_protocol_optimization | energy_efficient_electrosurgical_units | low_power_nodes | efficient_refrigerator | temperature_monitoring | energy_efficient_models | alternative_lab_technology | high_speed_settings | energy_efficient_monitors | brightness_adjustment | power_saving_settings | energy_efficient_laptops | bluetooth_disable | energy_efficient_printers | double_sided_printing | draft_mode_printing | energy_efficient_devices | asset_sleep_mode | display_brightness_reduction | alternative_networking | appropriate_cookware | appropriate_burner_sizes | lids_on_pots_pans | stove_turn_off | low_carbon_inhalers | telemedicine_consideration | low_waste_formulas | green_certified_products | low_gwp_inhalers | concentrated_formulas | transportation_emissions_reduction | low_gwp_refrigerants | improved_insulation | optimized_settings | efficient_refrigerators | alternative_cooling_technologies | proper_maintenance | leak_reduction | carbon_energy_monitoring
World Hospital | 0 | Random |  | 0 | 0.156 | 0.291 | 0.468 | [5 empty] | 0.286 | 0.449 | [8 empty] | 0.045 | [37 empty] | 0.028 | [29 empty] | 0.103
Tyres - multiplier | Baseline value | Coverage interaction | Impact interaction | Uncertainty | carbon_credits | carbon_capture | staff_awareness | solar_system | turn_off | maintenance | low_flow_anesthesia | closed_circuit_anesthesia | alternative_natural_fibers | alternative_recycled_material | low_carbon_concrete | insulation_optimization | fish_ash_concrete | slag_concrete | geopolymer_concrete | hempcrete | co2_cured_concrete | energy_efficient_equipment | low_carbon_materials | energy_optimization | renewable_energy | insulation_upgrade | energy_efficient_hvac | white_roof_painting | green_roofs | permeable_pavements | wood_incorporation | bamboo_incorporation | straw_bale_incorporation | energy_efficient_building_systems | cellulose_material | cotton_material | wool_material | waste_reduction_recycling | low_carbon_plasterboard | low_carbon_tire_products | sustainable_wood_use | laminated_veneer_lumber | cross_laminated_timber | glue_laminated_timber | wood_combination_materials | energy_efficient_led | lighting_controls | regular_lamp_maintenance | efficient_burner_upgrade | low_carbon_fuels | power_saving_mode | efficient_fan_upgrade | variable_speed_drives | chimneys_air_vents | cooling_centers | handheld_water_fans | optimized_fan_system | efficient_chiller_upgrade | chiller_system_optimization | free_cooling | low_carbon_refrigerant | programmable_thermostats | efficient_heater_upgrade | digital_imaging | low_dose_imaging | scan_protocol_optimization | energy_efficient_electrosurgical_units | low_power_nodes | efficient_refrigerator | temperature_monitoring | energy_efficient_models | alternative_lab_technology | high_speed_settings | energy_efficient_monitors | brightness_adjustment | power_saving_settings | energy_efficient_laptops | bluetooth_disable | energy_efficient_printers | double_sided_printing | draft_mode_printing | energy_efficient_devices | asset_sleep_mode | display_brightness_reduction | alternative_networking | appropriate_cookware | appropriate_burner_sizes | lids_on_pots_pans | stove_turn_off | low_carbon_inhalers | telemedicine_consideration | low_waste_formulas | green_certified_products | low_gwp_inhalers | concentrated_formulas | transportation_emissions_reduction | low_gwp_refrigerants | improved_insulation | optimized_settings | efficient_refrigerators | alternative_cooling_technologies | proper_maintenance | leak_reduction | carbon_energy_monitoring
World Hospital | 0 | Random |  | 0 | 0.156 | 0.291 | 0.468 | [5 empty] | 0.286 | 0.449 | [8 empty] | 0.045 | [36 empty] | 0.586 | [31 empty] | 0.511
Wood - multiplier | Baseline value | Coverage interaction | Impact interaction | Uncertainty | carbon_credits | carbon_capture | staff_awareness | solar_system | turn_off | maintenance | low_flow_anesthesia | closed_circuit_anesthesia | alternative_natural_fibers | alternative_recycled_material | low_carbon_concrete | insulation_optimization | fish_ash_concrete | slag_concrete | geopolymer_concrete | hempcrete | co2_cured_concrete | energy_efficient_equipment | low_carbon_materials | energy_optimization | renewable_energy | insulation_upgrade | energy_efficient_hvac | white_roof_painting | green_roofs | permeable_pavements | wood_incorporation | bamboo_incorporation | straw_bale_incorporation | energy_efficient_building_systems | cellulose_material | cotton_material | wool_material | waste_reduction_recycling | low_carbon_plasterboard | low_carbon_tire_products | sustainable_wood_use | laminated_veneer_lumber | cross_laminated_timber | glue_laminated_timber | wood_combination_materials | energy_efficient_led | lighting_controls | regular_lamp_maintenance | efficient_burner_upgrade | low_carbon_fuels | power_saving_mode | efficient_fan_upgrade | variable_speed_drives | chimneys_air_vents | cooling_centers | handheld_water_fans | optimized_fan_system | efficient_chiller_upgrade | chiller_system_optimization | free_cooling | low_carbon_refrigerant | programmable_thermostats | efficient_heater_upgrade | digital_imaging | low_dose_imaging | scan_protocol_optimization | energy_efficient_electrosurgical_units | low_power_nodes | efficient_refrigerator | temperature_monitoring | energy_efficient_models | alternative_lab_technology | high_speed_settings | energy_efficient_monitors | brightness_adjustment | power_saving_settings | energy_efficient_laptops | bluetooth_disable | energy_efficient_printers | double_sided_printing | draft_mode_printing | energy_efficient_devices | asset_sleep_mode | display_brightness_reduction | alternative_networking | appropriate_cookware | appropriate_burner_sizes | lids_on_pots_pans | stove_turn_off | low_carbon_inhalers | telemedicine_consideration | low_waste_formulas | green_certified_products | low_gwp_inhalers | concentrated_formulas | transportation_emissions_reduction | low_gwp_refrigerants | improved_insulation | optimized_settings | efficient_refrigerators | alternative_cooling_technologies | proper_maintenance | leak_reduction | carbon_energy_monitoring
World Hospital | 0 | Random |  | 0 | 0.156 | 0.291 | 0.468 | [5 empty] | 0.286 | 0.449 | [8 empty] | 0.045 | [35 empty] | 0.103 | [33 empty] | 0.324
Lighting (gas lamps, incandescent, compact fluorescent, induction) - multiplier | Baseline value | Coverage interaction | Impact interaction | Uncertainty | carbon_credits | carbon_capture | staff_awareness | solar_system | turn_off | maintenance | low_flow_anesthesia | closed_circuit_anesthesia | alternative_natural_fibers | alternative_recycled_material | low_carbon_concrete | insulation_optimization | fish_ash_concrete | slag_concrete | geopolymer_concrete | hempcrete | co2_cured_concrete | energy_efficient_equipment | low_carbon_materials | energy_optimization | renewable_energy | insulation_upgrade | energy_efficient_hvac | white_roof_painting | green_roofs | permeable_pavements | wood_incorporation | bamboo_incorporation | straw_bale_incorporation | energy_efficient_building_systems | cellulose_material | cotton_material | wool_material | waste_reduction_recycling | low_carbon_plasterboard | low_carbon_tire_products | sustainable_wood_use | laminated_veneer_lumber | cross_laminated_timber | glue_laminated_timber | wood_combination_materials | energy_efficient_led | lighting_controls | regular_lamp_maintenance | efficient_burner_upgrade | low_carbon_fuels | power_saving_mode | efficient_fan_upgrade | variable_speed_drives | chimneys_air_vents | cooling_centers | handheld_water_fans | optimized_fan_system | efficient_chiller_upgrade | chiller_system_optimization | free_cooling | low_carbon_refrigerant | programmable_thermostats | efficient_heater_upgrade | digital_imaging | low_dose_imaging | scan_protocol_optimization | energy_efficient_electrosurgical_units | low_power_nodes | efficient_refrigerator | temperature_monitoring | energy_efficient_models | alternative_lab_technology | high_speed_settings | energy_efficient_monitors | brightness_adjustment | power_saving_settings | energy_efficient_laptops | bluetooth_disable | energy_efficient_printers | double_sided_printing | draft_mode_printing | energy_efficient_devices | asset_sleep_mode | display_brightness_reduction | alternative_networking | appropriate_cookware | appropriate_burner_sizes | lids_on_pots_pans | stove_turn_off | low_carbon_inhalers | telemedicine_consideration | low_waste_formulas | green_certified_products | low_gwp_inhalers | concentrated_formulas | transportation_emissions_reduction | low_gwp_refrigerants | improved_insulation | optimized_settings | efficient_refrigerators | alternative_cooling_technologies | proper_maintenance | leak_reduction | carbon_energy_monitoring
World Hospital | 0 | Random |  | 0 | 0.156 | 0.291 | 0.468 | [15 empty] | 0.045 | [34 empty] | 0.325 | [35 empty] | 0.098
Boilers - multiplier | Baseline value | Coverage interaction | Impact interaction | Uncertainty | carbon_credits | carbon_capture | staff_awareness | solar_system | turn_off | maintenance | low_flow_anesthesia | closed_circuit_anesthesia | alternative_natural_fibers | alternative_recycled_material | low_carbon_concrete | insulation_optimization | fish_ash_concrete | slag_concrete | geopolymer_concrete | hempcrete | co2_cured_concrete | energy_efficient_equipment | low_carbon_materials | energy_optimization | renewable_energy | insulation_upgrade | energy_efficient_hvac | white_roof_painting | green_roofs | permeable_pavements | wood_incorporation | bamboo_incorporation | straw_bale_incorporation | energy_efficient_building_systems | cellulose_material | cotton_material | wool_material | waste_reduction_recycling | low_carbon_plasterboard | low_carbon_tire_products | sustainable_wood_use | laminated_veneer_lumber | cross_laminated_timber | glue_laminated_timber | wood_combination_materials | energy_efficient_led | lighting_controls | regular_lamp_maintenance | efficient_burner_upgrade | low_carbon_fuels | power_saving_mode | efficient_fan_upgrade | variable_speed_drives | chimneys_air_vents | cooling_centers | handheld_water_fans | optimized_fan_system | efficient_chiller_upgrade | chiller_system_optimization | free_cooling | low_carbon_refrigerant | programmable_thermostats | efficient_heater_upgrade | digital_imaging | low_dose_imaging | scan_protocol_optimization | energy_efficient_electrosurgical_units | low_power_nodes | efficient_refrigerator | temperature_monitoring | energy_efficient_models | alternative_lab_technology | high_speed_settings | energy_efficient_monitors | brightness_adjustment | power_saving_settings | energy_efficient_laptops | bluetooth_disable | energy_efficient_printers | double_sided_printing | draft_mode_printing | energy_efficient_devices | asset_sleep_mode | display_brightness_reduction | alternative_networking | appropriate_cookware | appropriate_burner_sizes | lids_on_pots_pans | stove_turn_off | low_carbon_inhalers | telemedicine_consideration | low_waste_formulas | green_certified_products | low_gwp_inhalers | concentrated_formulas | transportation_emissions_reduction | low_gwp_refrigerants | improved_insulation | optimized_settings | efficient_refrigerators | alternative_cooling_technologies | proper_maintenance | leak_reduction | carbon_energy_monitoring
World Hospital | 0 | Random |  | 0 | 0.156 | 0.291 | 0.468 | [14 empty] | 0.397 |  | 0.512 | [32 empty] | 0.082 | [37 empty] | 0.587
Fans - multiplier | Baseline value | Coverage interaction | Impact interaction | Uncertainty | carbon_credits | carbon_capture | staff_awareness | solar_system | turn_off | maintenance | low_flow_anesthesia | closed_circuit_anesthesia | alternative_natural_fibers | alternative_recycled_material | low_carbon_concrete | insulation_optimization | fish_ash_concrete | slag_concrete | geopolymer_concrete | hempcrete | co2_cured_concrete | energy_efficient_equipment | low_carbon_materials | energy_optimization | renewable_energy | insulation_upgrade | energy_efficient_hvac | white_roof_painting | green_roofs | permeable_pavements | wood_incorporation | bamboo_incorporation | straw_bale_incorporation | energy_efficient_building_systems | cellulose_material | cotton_material | wool_material | waste_reduction_recycling | low_carbon_plasterboard | low_carbon_tire_products | sustainable_wood_use | laminated_veneer_lumber | cross_laminated_timber | glue_laminated_timber | wood_combination_materials | energy_efficient_led | lighting_controls | regular_lamp_maintenance | efficient_burner_upgrade | low_carbon_fuels | power_saving_mode | efficient_fan_upgrade | variable_speed_drives | chimneys_air_vents | cooling_centers | handheld_water_fans | optimized_fan_system | efficient_chiller_upgrade | chiller_system_optimization | free_cooling | low_carbon_refrigerant | programmable_thermostats | efficient_heater_upgrade | digital_imaging | low_dose_imaging | scan_protocol_optimization | energy_efficient_electrosurgical_units | low_power_nodes | efficient_refrigerator | temperature_monitoring | energy_efficient_models | alternative_lab_technology | high_speed_settings | energy_efficient_monitors | brightness_adjustment | power_saving_settings | energy_efficient_laptops | bluetooth_disable | energy_efficient_printers | double_sided_printing | draft_mode_printing | energy_efficient_devices | asset_sleep_mode | display_brightness_reduction | alternative_networking | appropriate_cookware | appropriate_burner_sizes | lids_on_pots_pans | stove_turn_off | low_carbon_inhalers | telemedicine_consideration | low_waste_formulas | green_certified_products | low_gwp_inhalers | concentrated_formulas | transportation_emissions_reduction | low_gwp_refrigerants | improved_insulation | optimized_settings | efficient_refrigerators | alternative_cooling_technologies | proper_maintenance | leak_reduction | carbon_energy_monitoring
World Hospital | 0 | Random |  | 0 | 0.156 | 0.291 | 0.468 | 0.029 | 0.503 | 0.12 | [11 empty] | 0.397 |  | 0.512 | 0.288 | 0.52 | 0.251 | 0.441 | 0.019 | 0.352 | [25 empty] | 0.413 | [39 empty] | 0.101
Chillers - multiplier | Baseline value | Coverage interaction | Impact interaction | Uncertainty | carbon_credits | carbon_capture | staff_awareness | solar_system | turn_off | maintenance | low_flow_anesthesia | closed_circuit_anesthesia | alternative_natural_fibers | alternative_recycled_material | low_carbon_concrete | insulation_optimization | fish_ash_concrete | slag_concrete | geopolymer_concrete | hempcrete | co2_cured_concrete | energy_efficient_equipment | low_carbon_materials | energy_optimization | renewable_energy | insulation_upgrade | energy_efficient_hvac | white_roof_painting | green_roofs | permeable_pavements | wood_incorporation | bamboo_incorporation | straw_bale_incorporation | energy_efficient_building_systems | cellulose_material | cotton_material | wool_material | waste_reduction_recycling | low_carbon_plasterboard | low_carbon_tire_products | sustainable_wood_use | laminated_veneer_lumber | cross_laminated_timber | glue_laminated_timber | wood_combination_materials | energy_efficient_led | lighting_controls | regular_lamp_maintenance | efficient_burner_upgrade | low_carbon_fuels | power_saving_mode | efficient_fan_upgrade | variable_speed_drives | chimneys_air_vents | cooling_centers | handheld_water_fans | optimized_fan_system | efficient_chiller_upgrade | chiller_system_optimization | free_cooling | low_carbon_refrigerant | programmable_thermostats | efficient_heater_upgrade | digital_imaging | low_dose_imaging | scan_protocol_optimization | energy_efficient_electrosurgical_units | low_power_nodes | efficient_refrigerator | temperature_monitoring | energy_efficient_models | alternative_lab_technology | high_speed_settings | energy_efficient_monitors | brightness_adjustment | power_saving_settings | energy_efficient_laptops | bluetooth_disable | energy_efficient_printers | double_sided_printing | draft_mode_printing | energy_efficient_devices | asset_sleep_mode | display_brightness_reduction | alternative_networking | appropriate_cookware | appropriate_burner_sizes | lids_on_pots_pans | stove_turn_off | low_carbon_inhalers | telemedicine_consideration | low_waste_formulas | green_certified_products | low_gwp_inhalers | concentrated_formulas | transportation_emissions_reduction | low_gwp_refrigerants | improved_insulation | optimized_settings | efficient_refrigerators | alternative_cooling_technologies | proper_maintenance | leak_reduction | carbon_energy_monitoring
World Hospital | 0 | Random |  | 0 | 0.156 | 0.291 | 0.468 | 0.029 | 0.503 | 0.12 | [11 empty] | 0.397 |  | 0.512 | [6 empty] | 0.47 | [23 empty] | 0.173 | [41 empty] | 0.274
Electrical heaters - multiplier | Baseline value | Coverage interaction | Impact interaction | Uncertainty | carbon_credits | carbon_capture | staff_awareness | solar_system | turn_off | maintenance | low_flow_anesthesia | closed_circuit_anesthesia | alternative_natural_fibers | alternative_recycled_material | low_carbon_concrete | insulation_optimization | fish_ash_concrete | slag_concrete | geopolymer_concrete | hempcrete | co2_cured_concrete | energy_efficient_equipment | low_carbon_materials | energy_optimization | renewable_energy | insulation_upgrade | energy_efficient_hvac | white_roof_painting | green_roofs | permeable_pavements | wood_incorporation | bamboo_incorporation | straw_bale_incorporation | energy_efficient_building_systems | cellulose_material | cotton_material | wool_material | waste_reduction_recycling | low_carbon_plasterboard | low_carbon_tire_products | sustainable_wood_use | laminated_veneer_lumber | cross_laminated_timber | glue_laminated_timber | wood_combination_materials | energy_efficient_led | lighting_controls | regular_lamp_maintenance | efficient_burner_upgrade | low_carbon_fuels | power_saving_mode | efficient_fan_upgrade | variable_speed_drives | chimneys_air_vents | cooling_centers | handheld_water_fans | optimized_fan_system | efficient_chiller_upgrade | chiller_system_optimization | free_cooling | low_carbon_refrigerant | programmable_thermostats | efficient_heater_upgrade | digital_imaging | low_dose_imaging | scan_protocol_optimization | energy_efficient_electrosurgical_units | low_power_nodes | efficient_refrigerator | temperature_monitoring | energy_efficient_models | alternative_lab_technology | high_speed_settings | energy_efficient_monitors | brightness_adjustment | power_saving_settings | energy_efficient_laptops | bluetooth_disable | energy_efficient_printers | double_sided_printing | draft_mode_printing | energy_efficient_devices | asset_sleep_mode | display_brightness_reduction | alternative_networking | appropriate_cookware | appropriate_burner_sizes | lids_on_pots_pans | stove_turn_off | low_carbon_inhalers | telemedicine_consideration | low_waste_formulas | green_certified_products | low_gwp_inhalers | concentrated_formulas | transportation_emissions_reduction | low_gwp_refrigerants | improved_insulation | optimized_settings | efficient_refrigerators | alternative_cooling_technologies | proper_maintenance | leak_reduction | carbon_energy_monitoring
World Hospital | 0 | Random |  | 0 | 0.156 | 0.291 | 0.468 | 0.029 | 0.503 | 0.12 | [11 empty] | 0.397 |  | 0.512 | [7 empty] | 0.056 | [21 empty] | 0.497 | [43 empty] | 0.246
Imaging equipment - multiplier | Baseline value | Coverage interaction | Impact interaction | Uncertainty | carbon_credits | carbon_capture | staff_awareness | solar_system | turn_off | maintenance | low_flow_anesthesia | closed_circuit_anesthesia | alternative_natural_fibers | alternative_recycled_material | low_carbon_concrete | insulation_optimization | fish_ash_concrete | slag_concrete | geopolymer_concrete | hempcrete | co2_cured_concrete | energy_efficient_equipment | low_carbon_materials | energy_optimization | renewable_energy | insulation_upgrade | energy_efficient_hvac | white_roof_painting | green_roofs | permeable_pavements | wood_incorporation | bamboo_incorporation | straw_bale_incorporation | energy_efficient_building_systems | cellulose_material | cotton_material | wool_material | waste_reduction_recycling | low_carbon_plasterboard | low_carbon_tire_products | sustainable_wood_use | laminated_veneer_lumber | cross_laminated_timber | glue_laminated_timber | wood_combination_materials | energy_efficient_led | lighting_controls | regular_lamp_maintenance | efficient_burner_upgrade | low_carbon_fuels | power_saving_mode | efficient_fan_upgrade | variable_speed_drives | chimneys_air_vents | cooling_centers | handheld_water_fans | optimized_fan_system | efficient_chiller_upgrade | chiller_system_optimization | free_cooling | low_carbon_refrigerant | programmable_thermostats | efficient_heater_upgrade | digital_imaging | low_dose_imaging | scan_protocol_optimization | energy_efficient_electrosurgical_units | low_power_nodes | efficient_refrigerator | temperature_monitoring | energy_efficient_models | alternative_lab_technology | high_speed_settings | energy_efficient_monitors | brightness_adjustment | power_saving_settings | energy_efficient_laptops | bluetooth_disable | energy_efficient_printers | double_sided_printing | draft_mode_printing | energy_efficient_devices | asset_sleep_mode | display_brightness_reduction | alternative_networking | appropriate_cookware | appropriate_burner_sizes | lids_on_pots_pans | stove_turn_off | low_carbon_inhalers | telemedicine_consideration | low_waste_formulas | green_certified_products | low_gwp_inhalers | concentrated_formulas | transportation_emissions_reduction | low_gwp_refrigerants | improved_insulation | optimized_settings | efficient_refrigerators | alternative_cooling_technologies | proper_maintenance | leak_reduction | carbon_energy_monitoring
World Hospital | 0 | Random |  | 0 | 0.156 | 0.291 | 0.468 | 0.029 | 0.503 | 0.12 | [11 empty] | 0.397 |  | 0.512 | [8 empty] | 0.298 | [19 empty] | 0.268 | [45 empty] | 0.006
Surgical equipment - multiplier | Baseline value | Coverage interaction | Impact interaction | Uncertainty | carbon_credits | carbon_capture | staff_awareness | solar_system | turn_off | maintenance | low_flow_anesthesia | closed_circuit_anesthesia | alternative_natural_fibers | alternative_recycled_material | low_carbon_concrete | insulation_optimization | fish_ash_concrete | slag_concrete | geopolymer_concrete | hempcrete | co2_cured_concrete | energy_efficient_equipment | low_carbon_materials | energy_optimization | renewable_energy | insulation_upgrade | energy_efficient_hvac | white_roof_painting | green_roofs | permeable_pavements | wood_incorporation | bamboo_incorporation | straw_bale_incorporation | energy_efficient_building_systems | cellulose_material | cotton_material | wool_material | waste_reduction_recycling | low_carbon_plasterboard | low_carbon_tire_products | sustainable_wood_use | laminated_veneer_lumber | cross_laminated_timber | glue_laminated_timber | wood_combination_materials | energy_efficient_led | lighting_controls | regular_lamp_maintenance | efficient_burner_upgrade | low_carbon_fuels | power_saving_mode | efficient_fan_upgrade | variable_speed_drives | chimneys_air_vents | cooling_centers | handheld_water_fans | optimized_fan_system | efficient_chiller_upgrade | chiller_system_optimization | free_cooling | low_carbon_refrigerant | programmable_thermostats | efficient_heater_upgrade | digital_imaging | low_dose_imaging | scan_protocol_optimization | energy_efficient_electrosurgical_units | low_power_nodes | efficient_refrigerator | temperature_monitoring | energy_efficient_models | alternative_lab_technology | high_speed_settings | energy_efficient_monitors | brightness_adjustment | power_saving_settings | energy_efficient_laptops | bluetooth_disable | energy_efficient_printers | double_sided_printing | draft_mode_printing | energy_efficient_devices | asset_sleep_mode | display_brightness_reduction | alternative_networking | appropriate_cookware | appropriate_burner_sizes | lids_on_pots_pans | stove_turn_off | low_carbon_inhalers | telemedicine_consideration | low_waste_formulas | green_certified_products | low_gwp_inhalers | concentrated_formulas | transportation_emissions_reduction | low_gwp_refrigerants | improved_insulation | optimized_settings | efficient_refrigerators | alternative_cooling_technologies | proper_maintenance | leak_reduction | carbon_energy_monitoring
World Hospital | 0 | Random |  | 0 | 0.156 | 0.291 | 0.468 | 0.029 | 0.503 | 0.12 | [11 empty] | 0.397 |  | 0.512 | [9 empty] | 0.529 | [17 empty] | 0.578 | [47 empty] | 0.516
Laboratory equipment - multiplier | Baseline value | Coverage interaction | Impact interaction | Uncertainty | carbon_credits | carbon_capture | staff_awareness | solar_system | turn_off | maintenance | low_flow_anesthesia | closed_circuit_anesthesia | alternative_natural_fibers | alternative_recycled_material | low_carbon_concrete | insulation_optimization | fish_ash_concrete | slag_concrete | geopolymer_concrete | hempcrete | co2_cured_concrete | energy_efficient_equipment | low_carbon_materials | energy_optimization | renewable_energy | insulation_upgrade | energy_efficient_hvac | white_roof_painting | green_roofs | permeable_pavements | wood_incorporation | bamboo_incorporation | straw_bale_incorporation | energy_efficient_building_systems | cellulose_material | cotton_material | wool_material | waste_reduction_recycling | low_carbon_plasterboard | low_carbon_tire_products | sustainable_wood_use | laminated_veneer_lumber | cross_laminated_timber | glue_laminated_timber | wood_combination_materials | energy_efficient_led | lighting_controls | regular_lamp_maintenance | efficient_burner_upgrade | low_carbon_fuels | power_saving_mode | efficient_fan_upgrade | variable_speed_drives | chimneys_air_vents | cooling_centers | handheld_water_fans | optimized_fan_system | efficient_chiller_upgrade | chiller_system_optimization | free_cooling | low_carbon_refrigerant | programmable_thermostats | efficient_heater_upgrade | digital_imaging | low_dose_imaging | scan_protocol_optimization | energy_efficient_electrosurgical_units | low_power_nodes | efficient_refrigerator | temperature_monitoring | energy_efficient_models | alternative_lab_technology | high_speed_settings | energy_efficient_monitors | brightness_adjustment | power_saving_settings | energy_efficient_laptops | bluetooth_disable | energy_efficient_printers | double_sided_printing | draft_mode_printing | energy_efficient_devices | asset_sleep_mode | display_brightness_reduction | alternative_networking | appropriate_cookware | appropriate_burner_sizes | lids_on_pots_pans | stove_turn_off | low_carbon_inhalers | telemedicine_consideration | low_waste_formulas | green_certified_products | low_gwp_inhalers | concentrated_formulas | transportation_emissions_reduction | low_gwp_refrigerants | improved_insulation | optimized_settings | efficient_refrigerators | alternative_cooling_technologies | proper_maintenance | leak_reduction | carbon_energy_monitoring
World Hospital | 0 | Random |  | 0 | 0.156 | 0.291 | 0.468 | 0.029 | 0.503 | 0.12 | [11 empty] | 0.397 |  | 0.512 | [10 empty] | 0.182 | [15 empty] | 0.213 | [49 empty] | 0.278
Centrifuges - multiplier | Baseline value | Coverage interaction | Impact interaction | Uncertainty | carbon_credits | carbon_capture | staff_awareness | solar_system | turn_off | maintenance | low_flow_anesthesia | closed_circuit_anesthesia | alternative_natural_fibers | alternative_recycled_material | low_carbon_concrete | insulation_optimization | fish_ash_concrete | slag_concrete | geopolymer_concrete | hempcrete | co2_cured_concrete | energy_efficient_equipment | low_carbon_materials | energy_optimization | renewable_energy | insulation_upgrade | energy_efficient_hvac | white_roof_painting | green_roofs | permeable_pavements | wood_incorporation | bamboo_incorporation | straw_bale_incorporation | energy_efficient_building_systems | cellulose_material | cotton_material | wool_material | waste_reduction_recycling | low_carbon_plasterboard | low_carbon_tire_products | sustainable_wood_use | laminated_veneer_lumber | cross_laminated_timber | glue_laminated_timber | wood_combination_materials | energy_efficient_led | lighting_controls | regular_lamp_maintenance | efficient_burner_upgrade | low_carbon_fuels | power_saving_mode | efficient_fan_upgrade | variable_speed_drives | chimneys_air_vents | cooling_centers | handheld_water_fans | optimized_fan_system | efficient_chiller_upgrade | chiller_system_optimization | free_cooling | low_carbon_refrigerant | programmable_thermostats | efficient_heater_upgrade | digital_imaging | low_dose_imaging | scan_protocol_optimization | energy_efficient_electrosurgical_units | low_power_nodes | efficient_refrigerator | temperature_monitoring | energy_efficient_models | alternative_lab_technology | high_speed_settings | energy_efficient_monitors | brightness_adjustment | power_saving_settings | energy_efficient_laptops | bluetooth_disable | energy_efficient_printers | double_sided_printing | draft_mode_printing | energy_efficient_devices | asset_sleep_mode | display_brightness_reduction | alternative_networking | appropriate_cookware | appropriate_burner_sizes | lids_on_pots_pans | stove_turn_off | low_carbon_inhalers | telemedicine_consideration | low_waste_formulas | green_certified_products | low_gwp_inhalers | concentrated_formulas | transportation_emissions_reduction | low_gwp_refrigerants | improved_insulation | optimized_settings | efficient_refrigerators | alternative_cooling_technologies | proper_maintenance | leak_reduction | carbon_energy_monitoring
World Hospital | 0 | Random |  | 0 | 0.156 | 0.291 | 0.468 | 0.029 | 0.503 | 0.12 | [11 empty] | 0.397 |  | 0.512 | [11 empty] | 0.401 | [13 empty] | 0.338 | [51 empty] | 0.078
Computer screens - multiplier | Baseline value | Coverage interaction | Impact interaction | Uncertainty | carbon_credits | carbon_capture | staff_awareness | solar_system | turn_off | maintenance | low_flow_anesthesia | closed_circuit_anesthesia | alternative_natural_fibers | alternative_recycled_material | low_carbon_concrete | insulation_optimization | fish_ash_concrete | slag_concrete | geopolymer_concrete | hempcrete | co2_cured_concrete | energy_efficient_equipment | low_carbon_materials | energy_optimization | renewable_energy | insulation_upgrade | energy_efficient_hvac | white_roof_painting | green_roofs | permeable_pavements | wood_incorporation | bamboo_incorporation | straw_bale_incorporation | energy_efficient_building_systems | cellulose_material | cotton_material | wool_material | waste_reduction_recycling | low_carbon_plasterboard | low_carbon_tire_products | sustainable_wood_use | laminated_veneer_lumber | cross_laminated_timber | glue_laminated_timber | wood_combination_materials | energy_efficient_led | lighting_controls | regular_lamp_maintenance | efficient_burner_upgrade | low_carbon_fuels | power_saving_mode | efficient_fan_upgrade | variable_speed_drives | chimneys_air_vents | cooling_centers | handheld_water_fans | optimized_fan_system | efficient_chiller_upgrade | chiller_system_optimization | free_cooling | low_carbon_refrigerant | programmable_thermostats | efficient_heater_upgrade | digital_imaging | low_dose_imaging | scan_protocol_optimization | energy_efficient_electrosurgical_units | low_power_nodes | efficient_refrigerator | temperature_monitoring | energy_efficient_models | alternative_lab_technology | high_speed_settings | energy_efficient_monitors | brightness_adjustment | power_saving_settings | energy_efficient_laptops | bluetooth_disable | energy_efficient_printers | double_sided_printing | draft_mode_printing | energy_efficient_devices | asset_sleep_mode | display_brightness_reduction | alternative_networking | appropriate_cookware | appropriate_burner_sizes | lids_on_pots_pans | stove_turn_off | low_carbon_inhalers | telemedicine_consideration | low_waste_formulas | green_certified_products | low_gwp_inhalers | concentrated_formulas | transportation_emissions_reduction | low_gwp_refrigerants | improved_insulation | optimized_settings | efficient_refrigerators | alternative_cooling_technologies | proper_maintenance | leak_reduction | carbon_energy_monitoring
World Hospital | 0 | Random |  | 0 | 0.156 | 0.291 | 0.468 | 0.029 | 0.503 | 0.12 | [11 empty] | 0.397 |  | 0.512 | [12 empty] | 0.085 | [11 empty] | 0.064 | [53 empty] | 0.327 | 0.075
Laptops - multiplier | Baseline value | Coverage interaction | Impact interaction | Uncertainty | carbon_credits | carbon_capture | staff_awareness | solar_system | turn_off | maintenance | low_flow_anesthesia | closed_circuit_anesthesia | alternative_natural_fibers | alternative_recycled_material | low_carbon_concrete | insulation_optimization | fish_ash_concrete | slag_concrete | geopolymer_concrete | hempcrete | co2_cured_concrete | energy_efficient_equipment | low_carbon_materials | energy_optimization | renewable_energy | insulation_upgrade | energy_efficient_hvac | white_roof_painting | green_roofs | permeable_pavements | wood_incorporation | bamboo_incorporation | straw_bale_incorporation | energy_efficient_building_systems | cellulose_material | cotton_material | wool_material | waste_reduction_recycling | low_carbon_plasterboard | low_carbon_tire_products | sustainable_wood_use | laminated_veneer_lumber | cross_laminated_timber | glue_laminated_timber | wood_combination_materials | energy_efficient_led | lighting_controls | regular_lamp_maintenance | efficient_burner_upgrade | low_carbon_fuels | power_saving_mode | efficient_fan_upgrade | variable_speed_drives | chimneys_air_vents | cooling_centers | handheld_water_fans | optimized_fan_system | efficient_chiller_upgrade | chiller_system_optimization | free_cooling | low_carbon_refrigerant | programmable_thermostats | efficient_heater_upgrade | digital_imaging | low_dose_imaging | scan_protocol_optimization | energy_efficient_electrosurgical_units | low_power_nodes | efficient_refrigerator | temperature_monitoring | energy_efficient_models | alternative_lab_technology | high_speed_settings | energy_efficient_monitors | brightness_adjustment | power_saving_settings | energy_efficient_laptops | bluetooth_disable | energy_efficient_printers | double_sided_printing | draft_mode_printing | energy_efficient_devices | asset_sleep_mode | display_brightness_reduction | alternative_networking | appropriate_cookware | appropriate_burner_sizes | lids_on_pots_pans | stove_turn_off | low_carbon_inhalers | telemedicine_consideration | low_waste_formulas | green_certified_products | low_gwp_inhalers | concentrated_formulas | transportation_emissions_reduction | low_gwp_refrigerants | improved_insulation | optimized_settings | efficient_refrigerators | alternative_cooling_technologies | proper_maintenance | leak_reduction | carbon_energy_monitoring
World Hospital | 0 | Random |  | 0 | 0.156 | 0.291 | 0.468 | 0.029 | 0.503 | 0.12 | [11 empty] | 0.397 |  | 0.512 | [13 empty] | 0.243 | [9 empty] | 0.524
Printers - multiplier | Baseline value | Coverage interaction | Impact interaction | Uncertainty | carbon_credits | carbon_capture | staff_awareness | solar_system | turn_off | maintenance | low_flow_anesthesia | closed_circuit_anesthesia | alternative_natural_fibers | alternative_recycled_material | low_carbon_concrete | insulation_optimization | fish_ash_concrete | slag_concrete | geopolymer_concrete | hempcrete | co2_cured_concrete | energy_efficient_equipment | low_carbon_materials | energy_optimization | renewable_energy | insulation_upgrade | energy_efficient_hvac | white_roof_painting | green_roofs | permeable_pavements | wood_incorporation | bamboo_incorporation | straw_bale_incorporation | energy_efficient_building_systems | cellulose_material | cotton_material | wool_material | waste_reduction_recycling | low_carbon_plasterboard | low_carbon_tire_products | sustainable_wood_use | laminated_veneer_lumber | cross_laminated_timber | glue_laminated_timber | wood_combination_materials | energy_efficient_led | lighting_controls | regular_lamp_maintenance | efficient_burner_upgrade | low_carbon_fuels | power_saving_mode | efficient_fan_upgrade | variable_speed_drives | chimneys_air_vents | cooling_centers | handheld_water_fans | optimized_fan_system | efficient_chiller_upgrade | chiller_system_optimization | free_cooling | low_carbon_refrigerant | programmable_thermostats | efficient_heater_upgrade | digital_imaging | low_dose_imaging | scan_protocol_optimization | energy_efficient_electrosurgical_units | low_power_nodes | efficient_refrigerator | temperature_monitoring | energy_efficient_models | alternative_lab_technology | high_speed_settings | energy_efficient_monitors | brightness_adjustment | power_saving_settings | energy_efficient_laptops | bluetooth_disable | energy_efficient_printers | double_sided_printing | draft_mode_printing | energy_efficient_devices | asset_sleep_mode | display_brightness_reduction | alternative_networking | appropriate_cookware | appropriate_burner_sizes | lids_on_pots_pans | stove_turn_off | low_carbon_inhalers | telemedicine_consideration | low_waste_formulas | green_certified_products | low_gwp_inhalers | concentrated_formulas | transportation_emissions_reduction | low_gwp_refrigerants | improved_insulation | optimized_settings | efficient_refrigerators | alternative_cooling_technologies | proper_maintenance | leak_reduction | carbon_energy_monitoring
World Hospital | 0 | Random |  | 0 | 0.156 | 0.291 | 0.468 | 0.029 | 0.503 | 0.12 | [11 empty] | 0.397 |  | 0.512 | [14 empty] | 0.571 | [7 empty] | 0.377
IT routers and medical access - multiplier | Baseline value | Coverage interaction | Impact interaction | Uncertainty | carbon_credits | carbon_capture | staff_awareness | solar_system | turn_off | maintenance | low_flow_anesthesia | closed_circuit_anesthesia | alternative_natural_fibers | alternative_recycled_material | low_carbon_concrete | insulation_optimization | fish_ash_concrete | slag_concrete | geopolymer_concrete | hempcrete | co2_cured_concrete | energy_efficient_equipment | low_carbon_materials | energy_optimization | renewable_energy | insulation_upgrade | energy_efficient_hvac | white_roof_painting | green_roofs | permeable_pavements | wood_incorporation | bamboo_incorporation | straw_bale_incorporation | energy_efficient_building_systems | cellulose_material | cotton_material | wool_material | waste_reduction_recycling | low_carbon_plasterboard | low_carbon_tire_products | sustainable_wood_use | laminated_veneer_lumber | cross_laminated_timber | glue_laminated_timber | wood_combination_materials | energy_efficient_led | lighting_controls | regular_lamp_maintenance | efficient_burner_upgrade | low_carbon_fuels | power_saving_mode | efficient_fan_upgrade | variable_speed_drives | chimneys_air_vents | cooling_centers | handheld_water_fans | optimized_fan_system | efficient_chiller_upgrade | chiller_system_optimization | free_cooling | low_carbon_refrigerant | programmable_thermostats | efficient_heater_upgrade | digital_imaging | low_dose_imaging | scan_protocol_optimization | energy_efficient_electrosurgical_units | low_power_nodes | efficient_refrigerator | temperature_monitoring | energy_efficient_models | alternative_lab_technology | high_speed_settings | energy_efficient_monitors | brightness_adjustment | power_saving_settings | energy_efficient_laptops | bluetooth_disable | energy_efficient_printers | double_sided_printing | draft_mode_printing | energy_efficient_devices | asset_sleep_mode | display_brightness_reduction | alternative_networking | appropriate_cookware | appropriate_burner_sizes | lids_on_pots_pans | stove_turn_off | low_carbon_inhalers | telemedicine_consideration | low_waste_formulas | green_certified_products | low_gwp_inhalers | concentrated_formulas | transportation_emissions_reduction | low_gwp_refrigerants | improved_insulation | optimized_settings | efficient_refrigerators | alternative_cooling_technologies | proper_maintenance | leak_reduction | carbon_energy_monitoring
World Hospital | 0 | Random |  | 0 | 0.156 | 0.291 | 0.468 | 0.029 | 0.503 | 0.12 | [11 empty] | 0.397 |  | 0.512 | [15 empty] | 0.319 | [5 empty] | 0.283
Stoves (electric and gas) - multiplier | Baseline value | Coverage interaction | Impact interaction | Uncertainty | carbon_credits | carbon_capture | staff_awareness | solar_system | turn_off | maintenance | low_flow_anesthesia | closed_circuit_anesthesia | alternative_natural_fibers | alternative_recycled_material | low_carbon_concrete | insulation_optimization | fish_ash_concrete | slag_concrete | geopolymer_concrete | hempcrete | co2_cured_concrete | energy_efficient_equipment | low_carbon_materials | energy_optimization | renewable_energy | insulation_upgrade | energy_efficient_hvac | white_roof_painting | green_roofs | permeable_pavements | wood_incorporation | bamboo_incorporation | straw_bale_incorporation | energy_efficient_building_systems | cellulose_material | cotton_material | wool_material | waste_reduction_recycling | low_carbon_plasterboard | low_carbon_tire_products | sustainable_wood_use | laminated_veneer_lumber | cross_laminated_timber | glue_laminated_timber | wood_combination_materials | energy_efficient_led | lighting_controls | regular_lamp_maintenance | efficient_burner_upgrade | low_carbon_fuels | power_saving_mode | efficient_fan_upgrade | variable_speed_drives | chimneys_air_vents | cooling_centers | handheld_water_fans | optimized_fan_system | efficient_chiller_upgrade | chiller_system_optimization | free_cooling | low_carbon_refrigerant | programmable_thermostats | efficient_heater_upgrade | digital_imaging | low_dose_imaging | scan_protocol_optimization | energy_efficient_electrosurgical_units | low_power_nodes | efficient_refrigerator | temperature_monitoring | energy_efficient_models | alternative_lab_technology | high_speed_settings | energy_efficient_monitors | brightness_adjustment | power_saving_settings | energy_efficient_laptops | bluetooth_disable | energy_efficient_printers | double_sided_printing | draft_mode_printing | energy_efficient_devices | asset_sleep_mode | display_brightness_reduction | alternative_networking | appropriate_cookware | appropriate_burner_sizes | lids_on_pots_pans | stove_turn_off | low_carbon_inhalers | telemedicine_consideration | low_waste_formulas | green_certified_products | low_gwp_inhalers | concentrated_formulas | transportation_emissions_reduction | low_gwp_refrigerants | improved_insulation | optimized_settings | efficient_refrigerators | alternative_cooling_technologies | proper_maintenance | leak_reduction | carbon_energy_monitoring
World Hospital | 0 | Random |  | 0 | 0.156 | 0.291 | 0.468 | 0.029 | 0.503 | 0.12 | [11 empty] | 0.397 |  | 0.512 | [16 empty] | 0.097 |  |  |  | 0.142
Dry powder inhaler, Propellant inhaler, Sulbatamol inhaler, Soft mist inhaler, Flutiform propellant inhaler, Symbicort propellant inhaler, Ventoline Evohaler Salibutamol Propellant Inhaler 100 microgram, Scilbo HFA, Salbutamol propellant, Chenil modulite 50mg/100mg/200mg/250mg, Flixotide Evohaler 50mg/125mg/250mg, Fostair 100/6 mg // 200/6mg, Kelhale 100mg /50mg, Sereflo 25/125mg, Seretide Evohaler 25/125 mg, Seretide Evohaler 25/250 mg, Seretide Evohaler 25/50 mg, Seretide Serevent 25mg, Trimbow 87 micrograms/ 5 micrograms/ 9 micrograms pressurised inhalation, solution - multiplier | Baseline value | Coverage interaction | Impact interaction | Uncertainty | carbon_credits | carbon_capture | staff_awareness | solar_system | turn_off | maintenance | low_flow_anesthesia | closed_circuit_anesthesia | alternative_natural_fibers | alternative_recycled_material | low_carbon_concrete | insulation_optimization | fish_ash_concrete | slag_concrete | geopolymer_concrete | hempcrete | co2_cured_concrete | energy_efficient_equipment | low_carbon_materials | energy_optimization | renewable_energy | insulation_upgrade | energy_efficient_hvac | white_roof_painting | green_roofs | permeable_pavements | wood_incorporation | bamboo_incorporation | straw_bale_incorporation | energy_efficient_building_systems | cellulose_material | cotton_material | wool_material | waste_reduction_recycling | low_carbon_plasterboard | low_carbon_tire_products | sustainable_wood_use | laminated_veneer_lumber | cross_laminated_timber | glue_laminated_timber | wood_combination_materials | energy_efficient_led | lighting_controls | regular_lamp_maintenance | efficient_burner_upgrade | low_carbon_fuels | power_saving_mode | efficient_fan_upgrade | variable_speed_drives | chimneys_air_vents | cooling_centers | handheld_water_fans | optimized_fan_system | efficient_chiller_upgrade | chiller_system_optimization | free_cooling | low_carbon_refrigerant | programmable_thermostats | efficient_heater_upgrade | digital_imaging | low_dose_imaging | scan_protocol_optimization | energy_efficient_electrosurgical_units | low_power_nodes | efficient_refrigerator | temperature_monitoring | energy_efficient_models | alternative_lab_technology | high_speed_settings | energy_efficient_monitors | brightness_adjustment | power_saving_settings | energy_efficient_laptops | bluetooth_disable | energy_efficient_printers | double_sided_printing | draft_mode_printing | energy_efficient_devices | asset_sleep_mode | display_brightness_reduction | alternative_networking | appropriate_cookware | appropriate_burner_sizes | lids_on_pots_pans | stove_turn_off | low_carbon_inhalers | telemedicine_consideration | low_waste_formulas | green_certified_products | low_gwp_inhalers | concentrated_formulas | transportation_emissions_reduction | low_gwp_refrigerants | improved_insulation | optimized_settings | efficient_refrigerators | alternative_cooling_technologies | proper_maintenance | leak_reduction | carbon_energy_monitoring
World Hospital | 0 | Random |  | 0 | 0.156 | 0.291 | 0.468 | [14 empty] | 0.397 |  | 0.512 | [17 empty] | 0.541 | 0.003 | 0.432
Procurement - multiplier | Baseline value | Coverage interaction | Impact interaction | Uncertainty | carbon_credits | carbon_capture | staff_awareness | solar_system | turn_off | maintenance | low_flow_anesthesia | closed_circuit_anesthesia | alternative_natural_fibers | alternative_recycled_material | low_carbon_concrete | insulation_optimization | fish_ash_concrete | slag_concrete | geopolymer_concrete | hempcrete | co2_cured_concrete | energy_efficient_equipment | low_carbon_materials | energy_optimization | renewable_energy | insulation_upgrade | energy_efficient_hvac | white_roof_painting | green_roofs | permeable_pavements | wood_incorporation | bamboo_incorporation | straw_bale_incorporation | energy_efficient_building_systems | cellulose_material | cotton_material | wool_material | waste_reduction_recycling | low_carbon_plasterboard | low_carbon_tire_products | sustainable_wood_use | laminated_veneer_lumber | cross_laminated_timber | glue_laminated_timber | wood_combination_materials | energy_efficient_led | lighting_controls | regular_lamp_maintenance | efficient_burner_upgrade | low_carbon_fuels | power_saving_mode | efficient_fan_upgrade | variable_speed_drives | chimneys_air_vents | cooling_centers | handheld_water_fans | optimized_fan_system | efficient_chiller_upgrade | chiller_system_optimization | free_cooling | low_carbon_refrigerant | programmable_thermostats | efficient_heater_upgrade | digital_imaging | low_dose_imaging | scan_protocol_optimization | energy_efficient_electrosurgical_units | low_power_nodes | efficient_refrigerator | temperature_monitoring | energy_efficient_models | alternative_lab_technology | high_speed_settings | energy_efficient_monitors | brightness_adjustment | power_saving_settings | energy_efficient_laptops | bluetooth_disable | energy_efficient_printers | double_sided_printing | draft_mode_printing | energy_efficient_devices | asset_sleep_mode | display_brightness_reduction | alternative_networking | appropriate_cookware | appropriate_burner_sizes | lids_on_pots_pans | stove_turn_off | low_carbon_inhalers | telemedicine_consideration | low_waste_formulas | green_certified_products | low_gwp_inhalers | concentrated_formulas | transportation_emissions_reduction | low_gwp_refrigerants | improved_insulation | optimized_settings | efficient_refrigerators | alternative_cooling_technologies | proper_maintenance | leak_reduction | carbon_energy_monitoring
World Hospital | 0 | Random |  | 0 | 0.156 | 0.291 | 0.468 | [14 empty] | 0.397 |  | 0.512
Carbon dioxide, Methane, Nitrous oxide, Hydrochlorofluorocarbons, Chlorofluorocarbons, Hydrofluorocarbons, Ammonia, Propane, Sulfur Hexafluoride, Hydrocarbons, Hydrofluoroethers, Perfluorocarbons - multiplier | Baseline value | Coverage interaction | Impact interaction | Uncertainty | carbon_credits | carbon_capture | staff_awareness | solar_system | turn_off | maintenance | low_flow_anesthesia | closed_circuit_anesthesia | alternative_natural_fibers | alternative_recycled_material | low_carbon_concrete | insulation_optimization | fish_ash_concrete | slag_concrete | geopolymer_concrete | hempcrete | co2_cured_concrete | energy_efficient_equipment | low_carbon_materials | energy_optimization | renewable_energy | insulation_upgrade | energy_efficient_hvac | white_roof_painting | green_roofs | permeable_pavements | wood_incorporation | bamboo_incorporation | straw_bale_incorporation | energy_efficient_building_systems | cellulose_material | cotton_material | wool_material | waste_reduction_recycling | low_carbon_plasterboard | low_carbon_tire_products | sustainable_wood_use | laminated_veneer_lumber | cross_laminated_timber | glue_laminated_timber | wood_combination_materials | energy_efficient_led | lighting_controls | regular_lamp_maintenance | efficient_burner_upgrade | low_carbon_fuels | power_saving_mode | efficient_fan_upgrade | variable_speed_drives | chimneys_air_vents | cooling_centers | handheld_water_fans | optimized_fan_system | efficient_chiller_upgrade | chiller_system_optimization | free_cooling | low_carbon_refrigerant | programmable_thermostats | efficient_heater_upgrade | digital_imaging | low_dose_imaging | scan_protocol_optimization | energy_efficient_electrosurgical_units | low_power_nodes | efficient_refrigerator | temperature_monitoring | energy_efficient_models | alternative_lab_technology | high_speed_settings | energy_efficient_monitors | brightness_adjustment | power_saving_settings | energy_efficient_laptops | bluetooth_disable | energy_efficient_printers | double_sided_printing | draft_mode_printing | energy_efficient_devices | asset_sleep_mode | display_brightness_reduction | alternative_networking | appropriate_cookware | appropriate_burner_sizes | lids_on_pots_pans | stove_turn_off | low_carbon_inhalers | telemedicine_consideration | low_waste_formulas | green_certified_products | low_gwp_inhalers | concentrated_formulas | transportation_emissions_reduction | low_gwp_refrigerants | improved_insulation | optimized_settings | efficient_refrigerators | alternative_cooling_technologies | proper_maintenance | leak_reduction | carbon_energy_monitoring
World Hospital | 0 | Random |  | 0 | 0.156 | 0.291 | 0.468 | [14 empty] | 0.397 |  | 0.512
Electricity - multiplier | Baseline value | Coverage interaction | Impact interaction | Uncertainty | carbon_credits | carbon_capture | staff_awareness | solar_system | turn_off | maintenance | low_flow_anesthesia | closed_circuit_anesthesia | alternative_natural_fibers | alternative_recycled_material | low_carbon_concrete | insulation_optimization | fish_ash_concrete | slag_concrete | geopolymer_concrete | hempcrete | co2_cured_concrete | energy_efficient_equipment | low_carbon_materials | energy_optimization | renewable_energy | insulation_upgrade | energy_efficient_hvac | white_roof_painting | green_roofs | permeable_pavements | wood_incorporation | bamboo_incorporation | straw_bale_incorporation | energy_efficient_building_systems | cellulose_material | cotton_material | wool_material | waste_reduction_recycling | low_carbon_plasterboard | low_carbon_tire_products | sustainable_wood_use | laminated_veneer_lumber | cross_laminated_timber | glue_laminated_timber | wood_combination_materials | energy_efficient_led | lighting_controls | regular_lamp_maintenance | efficient_burner_upgrade | low_carbon_fuels | power_saving_mode | efficient_fan_upgrade | variable_speed_drives | chimneys_air_vents | cooling_centers | handheld_water_fans | optimized_fan_system | efficient_chiller_upgrade | chiller_system_optimization | free_cooling | low_carbon_refrigerant | programmable_thermostats | efficient_heater_upgrade | digital_imaging | low_dose_imaging | scan_protocol_optimization | energy_efficient_electrosurgical_units | low_power_nodes | efficient_refrigerator | temperature_monitoring | energy_efficient_models | alternative_lab_technology | high_speed_settings | energy_efficient_monitors | brightness_adjustment | power_saving_settings | energy_efficient_laptops | bluetooth_disable | energy_efficient_printers | double_sided_printing | draft_mode_printing | energy_efficient_devices | asset_sleep_mode | display_brightness_reduction | alternative_networking | appropriate_cookware | appropriate_burner_sizes | lids_on_pots_pans | stove_turn_off | low_carbon_inhalers | telemedicine_consideration | low_waste_formulas | green_certified_products | low_gwp_inhalers | concentrated_formulas | transportation_emissions_reduction | low_gwp_refrigerants | improved_insulation | optimized_settings | efficient_refrigerators | alternative_cooling_technologies | proper_maintenance | leak_reduction | carbon_energy_monitoring
World Hospital | 0 | Random |  | 0 | 0.156 | 0.291 | 0.468 | [16 empty] | 0.512
Petrol - multiplier | Baseline value | Coverage interaction | Impact interaction | Uncertainty | carbon_credits | carbon_capture | staff_awareness | solar_system | turn_off | maintenance | low_flow_anesthesia | closed_circuit_anesthesia | alternative_natural_fibers | alternative_recycled_material | low_carbon_concrete | insulation_optimization | fish_ash_concrete | slag_concrete | geopolymer_concrete | hempcrete | co2_cured_concrete | energy_efficient_equipment | low_carbon_materials | energy_optimization | renewable_energy | insulation_upgrade | energy_efficient_hvac | white_roof_painting | green_roofs | permeable_pavements | wood_incorporation | bamboo_incorporation | straw_bale_incorporation | energy_efficient_building_systems | cellulose_material | cotton_material | wool_material | waste_reduction_recycling | low_carbon_plasterboard | low_carbon_tire_products | sustainable_wood_use | laminated_veneer_lumber | cross_laminated_timber | glue_laminated_timber | wood_combination_materials | energy_efficient_led | lighting_controls | regular_lamp_maintenance | efficient_burner_upgrade | low_carbon_fuels | power_saving_mode | efficient_fan_upgrade | variable_speed_drives | chimneys_air_vents | cooling_centers | handheld_water_fans | optimized_fan_system | efficient_chiller_upgrade | chiller_system_optimization | free_cooling | low_carbon_refrigerant | programmable_thermostats | efficient_heater_upgrade | digital_imaging | low_dose_imaging | scan_protocol_optimization | energy_efficient_electrosurgical_units | low_power_nodes | efficient_refrigerator | temperature_monitoring | energy_efficient_models | alternative_lab_technology | high_speed_settings | energy_efficient_monitors | brightness_adjustment | power_saving_settings | energy_efficient_laptops | bluetooth_disable | energy_efficient_printers | double_sided_printing | draft_mode_printing | energy_efficient_devices | asset_sleep_mode | display_brightness_reduction | alternative_networking | appropriate_cookware | appropriate_burner_sizes | lids_on_pots_pans | stove_turn_off | low_carbon_inhalers | telemedicine_consideration | low_waste_formulas | green_certified_products | low_gwp_inhalers | concentrated_formulas | transportation_emissions_reduction | low_gwp_refrigerants | improved_insulation | optimized_settings | efficient_refrigerators | alternative_cooling_technologies | proper_maintenance | leak_reduction | carbon_energy_monitoring
World Hospital | 0 | Random |  | 0 | 0.156 | 0.291 | 0.468 | [16 empty] | 0.512
Diesel - multiplier | Baseline value | Coverage interaction | Impact interaction | Uncertainty | carbon_credits | carbon_capture | staff_awareness | solar_system | turn_off | maintenance | low_flow_anesthesia | closed_circuit_anesthesia | alternative_natural_fibers | alternative_recycled_material | low_carbon_concrete | insulation_optimization | fish_ash_concrete | slag_concrete | geopolymer_concrete | hempcrete | co2_cured_concrete | energy_efficient_equipment | low_carbon_materials | energy_optimization | renewable_energy | insulation_upgrade | energy_efficient_hvac | white_roof_painting | green_roofs | permeable_pavements | wood_incorporation | bamboo_incorporation | straw_bale_incorporation | energy_efficient_building_systems | cellulose_material | cotton_material | wool_material | waste_reduction_recycling | low_carbon_plasterboard | low_carbon_tire_products | sustainable_wood_use | laminated_veneer_lumber | cross_laminated_timber | glue_laminated_timber | wood_combination_materials | energy_efficient_led | lighting_controls | regular_lamp_maintenance | efficient_burner_upgrade | low_carbon_fuels | power_saving_mode | efficient_fan_upgrade | variable_speed_drives | chimneys_air_vents | cooling_centers | handheld_water_fans | optimized_fan_system | efficient_chiller_upgrade | chiller_system_optimization | free_cooling | low_carbon_refrigerant | programmable_thermostats | efficient_heater_upgrade | digital_imaging | low_dose_imaging | scan_protocol_optimization | energy_efficient_electrosurgical_units | low_power_nodes | efficient_refrigerator | temperature_monitoring | energy_efficient_models | alternative_lab_technology | high_speed_settings | energy_efficient_monitors | brightness_adjustment | power_saving_settings | energy_efficient_laptops | bluetooth_disable | energy_efficient_printers | double_sided_printing | draft_mode_printing | energy_efficient_devices | asset_sleep_mode | display_brightness_reduction | alternative_networking | appropriate_cookware | appropriate_burner_sizes | lids_on_pots_pans | stove_turn_off | low_carbon_inhalers | telemedicine_consideration | low_waste_formulas | green_certified_products | low_gwp_inhalers | concentrated_formulas | transportation_emissions_reduction | low_gwp_refrigerants | improved_insulation | optimized_settings | efficient_refrigerators | alternative_cooling_technologies | proper_maintenance | leak_reduction | carbon_energy_monitoring
World Hospital | 0 | Random |  | 0 | 0.156 | 0.291 | 0.468 | [16 empty] | 0.512
LPG - multiplier | Baseline value | Coverage interaction | Impact interaction | Uncertainty | carbon_credits | carbon_capture | staff_awareness | solar_system | turn_off | maintenance | low_flow_anesthesia | closed_circuit_anesthesia | alternative_natural_fibers | alternative_recycled_material | low_carbon_concrete | insulation_optimization | fish_ash_concrete | slag_concrete | geopolymer_concrete | hempcrete | co2_cured_concrete | energy_efficient_equipment | low_carbon_materials | energy_optimization | renewable_energy | insulation_upgrade | energy_efficient_hvac | white_roof_painting | green_roofs | permeable_pavements | wood_incorporation | bamboo_incorporation | straw_bale_incorporation | energy_efficient_building_systems | cellulose_material | cotton_material | wool_material | waste_reduction_recycling | low_carbon_plasterboard | low_carbon_tire_products | sustainable_wood_use | laminated_veneer_lumber | cross_laminated_timber | glue_laminated_timber | wood_combination_materials | energy_efficient_led | lighting_controls | regular_lamp_maintenance | efficient_burner_upgrade | low_carbon_fuels | power_saving_mode | efficient_fan_upgrade | variable_speed_drives | chimneys_air_vents | cooling_centers | handheld_water_fans | optimized_fan_system | efficient_chiller_upgrade | chiller_system_optimization | free_cooling | low_carbon_refrigerant | programmable_thermostats | efficient_heater_upgrade | digital_imaging | low_dose_imaging | scan_protocol_optimization | energy_efficient_electrosurgical_units | low_power_nodes | efficient_refrigerator | temperature_monitoring | energy_efficient_models | alternative_lab_technology | high_speed_settings | energy_efficient_monitors | brightness_adjustment | power_saving_settings | energy_efficient_laptops | bluetooth_disable | energy_efficient_printers | double_sided_printing | draft_mode_printing | energy_efficient_devices | asset_sleep_mode | display_brightness_reduction | alternative_networking | appropriate_cookware | appropriate_burner_sizes | lids_on_pots_pans | stove_turn_off | low_carbon_inhalers | telemedicine_consideration | low_waste_formulas | green_certified_products | low_gwp_inhalers | concentrated_formulas | transportation_emissions_reduction | low_gwp_refrigerants | improved_insulation | optimized_settings | efficient_refrigerators | alternative_cooling_technologies | proper_maintenance | leak_reduction | carbon_energy_monitoring
World Hospital | 0 | Random |  | 0 | 0.156 | 0.291 | 0.468 | [16 empty] | 0.512
Biodiesel - multiplier | Baseline value | Coverage interaction | Impact interaction | Uncertainty | carbon_credits | carbon_capture | staff_awareness | solar_system | turn_off | maintenance | low_flow_anesthesia | closed_circuit_anesthesia | alternative_natural_fibers | alternative_recycled_material | low_carbon_concrete | insulation_optimization | fish_ash_concrete | slag_concrete | geopolymer_concrete | hempcrete | co2_cured_concrete | energy_efficient_equipment | low_carbon_materials | energy_optimization | renewable_energy | insulation_upgrade | energy_efficient_hvac | white_roof_painting | green_roofs | permeable_pavements | wood_incorporation | bamboo_incorporation | straw_bale_incorporation | energy_efficient_building_systems | cellulose_material | cotton_material | wool_material | waste_reduction_recycling | low_carbon_plasterboard | low_carbon_tire_products | sustainable_wood_use | laminated_veneer_lumber | cross_laminated_timber | glue_laminated_timber | wood_combination_materials | energy_efficient_led | lighting_controls | regular_lamp_maintenance | efficient_burner_upgrade | low_carbon_fuels | power_saving_mode | efficient_fan_upgrade | variable_speed_drives | chimneys_air_vents | cooling_centers | handheld_water_fans | optimized_fan_system | efficient_chiller_upgrade | chiller_system_optimization | free_cooling | low_carbon_refrigerant | programmable_thermostats | efficient_heater_upgrade | digital_imaging | low_dose_imaging | scan_protocol_optimization | energy_efficient_electrosurgical_units | low_power_nodes | efficient_refrigerator | temperature_monitoring | energy_efficient_models | alternative_lab_technology | high_speed_settings | energy_efficient_monitors | brightness_adjustment | power_saving_settings | energy_efficient_laptops | bluetooth_disable | energy_efficient_printers | double_sided_printing | draft_mode_printing | energy_efficient_devices | asset_sleep_mode | display_brightness_reduction | alternative_networking | appropriate_cookware | appropriate_burner_sizes | lids_on_pots_pans | stove_turn_off | low_carbon_inhalers | telemedicine_consideration | low_waste_formulas | green_certified_products | low_gwp_inhalers | concentrated_formulas | transportation_emissions_reduction | low_gwp_refrigerants | improved_insulation | optimized_settings | efficient_refrigerators | alternative_cooling_technologies | proper_maintenance | leak_reduction | carbon_energy_monitoring
World Hospital | 0 | Random |  | 0 | 0.156 | 0.291 | 0.468 | [16 empty] | 0.512
Ambulances - multiplier | Baseline value | Coverage interaction | Impact interaction | Uncertainty | carbon_credits | carbon_capture | staff_awareness | solar_system | turn_off | maintenance | low_flow_anesthesia | closed_circuit_anesthesia | alternative_natural_fibers | alternative_recycled_material | low_carbon_concrete | insulation_optimization | fish_ash_concrete | slag_concrete | geopolymer_concrete | hempcrete | co2_cured_concrete | energy_efficient_equipment | low_carbon_materials | energy_optimization | renewable_energy | insulation_upgrade | energy_efficient_hvac | white_roof_painting | green_roofs | permeable_pavements | wood_incorporation | bamboo_incorporation | straw_bale_incorporation | energy_efficient_building_systems | cellulose_material | cotton_material | wool_material | waste_reduction_recycling | low_carbon_plasterboard | low_carbon_tire_products | sustainable_wood_use | laminated_veneer_lumber | cross_laminated_timber | glue_laminated_timber | wood_combination_materials | energy_efficient_led | lighting_controls | regular_lamp_maintenance | efficient_burner_upgrade | low_carbon_fuels | power_saving_mode | efficient_fan_upgrade | variable_speed_drives | chimneys_air_vents | cooling_centers | handheld_water_fans | optimized_fan_system | efficient_chiller_upgrade | chiller_system_optimization | free_cooling | low_carbon_refrigerant | programmable_thermostats | efficient_heater_upgrade | digital_imaging | low_dose_imaging | scan_protocol_optimization | energy_efficient_electrosurgical_units | low_power_nodes | efficient_refrigerator | temperature_monitoring | energy_efficient_models | alternative_lab_technology | high_speed_settings | energy_efficient_monitors | brightness_adjustment | power_saving_settings | energy_efficient_laptops | bluetooth_disable | energy_efficient_printers | double_sided_printing | draft_mode_printing | energy_efficient_devices | asset_sleep_mode | display_brightness_reduction | alternative_networking | appropriate_cookware | appropriate_burner_sizes | lids_on_pots_pans | stove_turn_off | low_carbon_inhalers | telemedicine_consideration | low_waste_formulas | green_certified_products | low_gwp_inhalers | concentrated_formulas | transportation_emissions_reduction | low_gwp_refrigerants | improved_insulation | optimized_settings | efficient_refrigerators | alternative_cooling_technologies | proper_maintenance | leak_reduction | carbon_energy_monitoring
World Hospital | 0 | Random |  | 0 | 0.156 | 0.291 | 0.468 |  |  | 0.12 | [13 empty] | 0.512
Medical vans - multiplier | Baseline value | Coverage interaction | Impact interaction | Uncertainty | carbon_credits | carbon_capture | staff_awareness | solar_system | turn_off | maintenance | low_flow_anesthesia | closed_circuit_anesthesia | alternative_natural_fibers | alternative_recycled_material | low_carbon_concrete | insulation_optimization | fish_ash_concrete | slag_concrete | geopolymer_concrete | hempcrete | co2_cured_concrete | energy_efficient_equipment | low_carbon_materials | energy_optimization | renewable_energy | insulation_upgrade | energy_efficient_hvac | white_roof_painting | green_roofs | permeable_pavements | wood_incorporation | bamboo_incorporation | straw_bale_incorporation | energy_efficient_building_systems | cellulose_material | cotton_material | wool_material | waste_reduction_recycling | low_carbon_plasterboard | low_carbon_tire_products | sustainable_wood_use | laminated_veneer_lumber | cross_laminated_timber | glue_laminated_timber | wood_combination_materials | energy_efficient_led | lighting_controls | regular_lamp_maintenance | efficient_burner_upgrade | low_carbon_fuels | power_saving_mode | efficient_fan_upgrade | variable_speed_drives | chimneys_air_vents | cooling_centers | handheld_water_fans | optimized_fan_system | efficient_chiller_upgrade | chiller_system_optimization | free_cooling | low_carbon_refrigerant | programmable_thermostats | efficient_heater_upgrade | digital_imaging | low_dose_imaging | scan_protocol_optimization | energy_efficient_electrosurgical_units | low_power_nodes | efficient_refrigerator | temperature_monitoring | energy_efficient_models | alternative_lab_technology | high_speed_settings | energy_efficient_monitors | brightness_adjustment | power_saving_settings | energy_efficient_laptops | bluetooth_disable | energy_efficient_printers | double_sided_printing | draft_mode_printing | energy_efficient_devices | asset_sleep_mode | display_brightness_reduction | alternative_networking | appropriate_cookware | appropriate_burner_sizes | lids_on_pots_pans | stove_turn_off | low_carbon_inhalers | telemedicine_consideration | low_waste_formulas | green_certified_products | low_gwp_inhalers | concentrated_formulas | transportation_emissions_reduction | low_gwp_refrigerants | improved_insulation | optimized_settings | efficient_refrigerators | alternative_cooling_technologies | proper_maintenance | leak_reduction | carbon_energy_monitoring
World Hospital | 0 | Random |  | 0 | 0.156 | 0.291 | 0.468 |  |  | 0.12 | [11 empty] | 0.397 |  | 0.512
Supply delivery trucks - multiplier | Baseline value | Coverage interaction | Impact interaction | Uncertainty | carbon_credits | carbon_capture | staff_awareness | solar_system | turn_off | maintenance | low_flow_anesthesia | closed_circuit_anesthesia | alternative_natural_fibers | alternative_recycled_material | low_carbon_concrete | insulation_optimization | fish_ash_concrete | slag_concrete | geopolymer_concrete | hempcrete | co2_cured_concrete | energy_efficient_equipment | low_carbon_materials | energy_optimization | renewable_energy | insulation_upgrade | energy_efficient_hvac | white_roof_painting | green_roofs | permeable_pavements | wood_incorporation | bamboo_incorporation | straw_bale_incorporation | energy_efficient_building_systems | cellulose_material | cotton_material | wool_material | waste_reduction_recycling | low_carbon_plasterboard | low_carbon_tire_products | sustainable_wood_use | laminated_veneer_lumber | cross_laminated_timber | glue_laminated_timber | wood_combination_materials | energy_efficient_led | lighting_controls | regular_lamp_maintenance | efficient_burner_upgrade | low_carbon_fuels | power_saving_mode | efficient_fan_upgrade | variable_speed_drives | chimneys_air_vents | cooling_centers | handheld_water_fans | optimized_fan_system | efficient_chiller_upgrade | chiller_system_optimization | free_cooling | low_carbon_refrigerant | programmable_thermostats | efficient_heater_upgrade | digital_imaging | low_dose_imaging | scan_protocol_optimization | energy_efficient_electrosurgical_units | low_power_nodes | efficient_refrigerator | temperature_monitoring | energy_efficient_models | alternative_lab_technology | high_speed_settings | energy_efficient_monitors | brightness_adjustment | power_saving_settings | energy_efficient_laptops | bluetooth_disable | energy_efficient_printers | double_sided_printing | draft_mode_printing | energy_efficient_devices | asset_sleep_mode | display_brightness_reduction | alternative_networking | appropriate_cookware | appropriate_burner_sizes | lids_on_pots_pans | stove_turn_off | low_carbon_inhalers | telemedicine_consideration | low_waste_formulas | green_certified_products | low_gwp_inhalers | concentrated_formulas | transportation_emissions_reduction | low_gwp_refrigerants | improved_insulation | optimized_settings | efficient_refrigerators | alternative_cooling_technologies | proper_maintenance | leak_reduction | carbon_energy_monitoring
World Hospital | 0 | Random |  | 0 | 0.156 | 0.291 | 0.468 |  |  | 0.12 | [11 empty] | 0.397 |  | 0.512
Maintenance and service vehicles - multiplier | Baseline value | Coverage interaction | Impact interaction | Uncertainty | carbon_credits | carbon_capture | staff_awareness | solar_system | turn_off | maintenance | low_flow_anesthesia | closed_circuit_anesthesia | alternative_natural_fibers | alternative_recycled_material | low_carbon_concrete | insulation_optimization | fish_ash_concrete | slag_concrete | geopolymer_concrete | hempcrete | co2_cured_concrete | energy_efficient_equipment | low_carbon_materials | energy_optimization | renewable_energy | insulation_upgrade | energy_efficient_hvac | white_roof_painting | green_roofs | permeable_pavements | wood_incorporation | bamboo_incorporation | straw_bale_incorporation | energy_efficient_building_systems | cellulose_material | cotton_material | wool_material | waste_reduction_recycling | low_carbon_plasterboard | low_carbon_tire_products | sustainable_wood_use | laminated_veneer_lumber | cross_laminated_timber | glue_laminated_timber | wood_combination_materials | energy_efficient_led | lighting_controls | regular_lamp_maintenance | efficient_burner_upgrade | low_carbon_fuels | power_saving_mode | efficient_fan_upgrade | variable_speed_drives | chimneys_air_vents | cooling_centers | handheld_water_fans | optimized_fan_system | efficient_chiller_upgrade | chiller_system_optimization | free_cooling | low_carbon_refrigerant | programmable_thermostats | efficient_heater_upgrade | digital_imaging | low_dose_imaging | scan_protocol_optimization | energy_efficient_electrosurgical_units | low_power_nodes | efficient_refrigerator | temperature_monitoring | energy_efficient_models | alternative_lab_technology | high_speed_settings | energy_efficient_monitors | brightness_adjustment | power_saving_settings | energy_efficient_laptops | bluetooth_disable | energy_efficient_printers | double_sided_printing | draft_mode_printing | energy_efficient_devices | asset_sleep_mode | display_brightness_reduction | alternative_networking | appropriate_cookware | appropriate_burner_sizes | lids_on_pots_pans | stove_turn_off | low_carbon_inhalers | telemedicine_consideration | low_waste_formulas | green_certified_products | low_gwp_inhalers | concentrated_formulas | transportation_emissions_reduction | low_gwp_refrigerants | improved_insulation | optimized_settings | efficient_refrigerators | alternative_cooling_technologies | proper_maintenance | leak_reduction | carbon_energy_monitoring
World Hospital | 0 | Random |  | 0 | 0.156 | 0.291 | 0.468 |  |  | 0.12 | [11 empty] | 0.397 |  | 0.512
Aeroplanes - multiplier | Baseline value | Coverage interaction | Impact interaction | Uncertainty | carbon_credits | carbon_capture | staff_awareness | solar_system | turn_off | maintenance | low_flow_anesthesia | closed_circuit_anesthesia | alternative_natural_fibers | alternative_recycled_material | low_carbon_concrete | insulation_optimization | fish_ash_concrete | slag_concrete | geopolymer_concrete | hempcrete | co2_cured_concrete | energy_efficient_equipment | low_carbon_materials | energy_optimization | renewable_energy | insulation_upgrade | energy_efficient_hvac | white_roof_painting | green_roofs | permeable_pavements | wood_incorporation | bamboo_incorporation | straw_bale_incorporation | energy_efficient_building_systems | cellulose_material | cotton_material | wool_material | waste_reduction_recycling | low_carbon_plasterboard | low_carbon_tire_products | sustainable_wood_use | laminated_veneer_lumber | cross_laminated_timber | glue_laminated_timber | wood_combination_materials | energy_efficient_led | lighting_controls | regular_lamp_maintenance | efficient_burner_upgrade | low_carbon_fuels | power_saving_mode | efficient_fan_upgrade | variable_speed_drives | chimneys_air_vents | cooling_centers | handheld_water_fans | optimized_fan_system | efficient_chiller_upgrade | chiller_system_optimization | free_cooling | low_carbon_refrigerant | programmable_thermostats | efficient_heater_upgrade | digital_imaging | low_dose_imaging | scan_protocol_optimization | energy_efficient_electrosurgical_units | low_power_nodes | efficient_refrigerator | temperature_monitoring | energy_efficient_models | alternative_lab_technology | high_speed_settings | energy_efficient_monitors | brightness_adjustment | power_saving_settings | energy_efficient_laptops | bluetooth_disable | energy_efficient_printers | double_sided_printing | draft_mode_printing | energy_efficient_devices | asset_sleep_mode | display_brightness_reduction | alternative_networking | appropriate_cookware | appropriate_burner_sizes | lids_on_pots_pans | stove_turn_off | low_carbon_inhalers | telemedicine_consideration | low_waste_formulas | green_certified_products | low_gwp_inhalers | concentrated_formulas | transportation_emissions_reduction | low_gwp_refrigerants | improved_insulation | optimized_settings | efficient_refrigerators | alternative_cooling_technologies | proper_maintenance | leak_reduction | carbon_energy_monitoring
World Hospital | 0 | Random |  | 0 | 0.156 | 0.291 | 0.468 |  |  | 0.12 | [11 empty] | 0.397 |  | 0.512
Onsite owned incinerator - multiplier | Baseline value | Coverage interaction | Impact interaction | Uncertainty | carbon_credits | carbon_capture | staff_awareness | solar_system | turn_off | maintenance | low_flow_anesthesia | closed_circuit_anesthesia | alternative_natural_fibers | alternative_recycled_material | low_carbon_concrete | insulation_optimization | fish_ash_concrete | slag_concrete | geopolymer_concrete | hempcrete | co2_cured_concrete | energy_efficient_equipment | low_carbon_materials | energy_optimization | renewable_energy | insulation_upgrade | energy_efficient_hvac | white_roof_painting | green_roofs | permeable_pavements | wood_incorporation | bamboo_incorporation | straw_bale_incorporation | energy_efficient_building_systems | cellulose_material | cotton_material | wool_material | waste_reduction_recycling | low_carbon_plasterboard | low_carbon_tire_products | sustainable_wood_use | laminated_veneer_lumber | cross_laminated_timber | glue_laminated_timber | wood_combination_materials | energy_efficient_led | lighting_controls | regular_lamp_maintenance | efficient_burner_upgrade | low_carbon_fuels | power_saving_mode | efficient_fan_upgrade | variable_speed_drives | chimneys_air_vents | cooling_centers | handheld_water_fans | optimized_fan_system | efficient_chiller_upgrade | chiller_system_optimization | free_cooling | low_carbon_refrigerant | programmable_thermostats | efficient_heater_upgrade | digital_imaging | low_dose_imaging | scan_protocol_optimization | energy_efficient_electrosurgical_units | low_power_nodes | efficient_refrigerator | temperature_monitoring | energy_efficient_models | alternative_lab_technology | high_speed_settings | energy_efficient_monitors | brightness_adjustment | power_saving_settings | energy_efficient_laptops | bluetooth_disable | energy_efficient_printers | double_sided_printing | draft_mode_printing | energy_efficient_devices | asset_sleep_mode | display_brightness_reduction | alternative_networking | appropriate_cookware | appropriate_burner_sizes | lids_on_pots_pans | stove_turn_off | low_carbon_inhalers | telemedicine_consideration | low_waste_formulas | green_certified_products | low_gwp_inhalers | concentrated_formulas | transportation_emissions_reduction | low_gwp_refrigerants | improved_insulation | optimized_settings | efficient_refrigerators | alternative_cooling_technologies | proper_maintenance | leak_reduction | carbon_energy_monitoring
World Hospital | 0 | Random |  | 0 | 0.156 | 0.291 | 0.468 |  |  | 0.12 | [13 empty] | 0.512
Offsite owned incinerator - multiplier | Baseline value | Coverage interaction | Impact interaction | Uncertainty | carbon_credits | carbon_capture | staff_awareness | solar_system | turn_off | maintenance | low_flow_anesthesia | closed_circuit_anesthesia | alternative_natural_fibers | alternative_recycled_material | low_carbon_concrete | insulation_optimization | fish_ash_concrete | slag_concrete | geopolymer_concrete | hempcrete | co2_cured_concrete | energy_efficient_equipment | low_carbon_materials | energy_optimization | renewable_energy | insulation_upgrade | energy_efficient_hvac | white_roof_painting | green_roofs | permeable_pavements | wood_incorporation | bamboo_incorporation | straw_bale_incorporation | energy_efficient_building_systems | cellulose_material | cotton_material | wool_material | waste_reduction_recycling | low_carbon_plasterboard | low_carbon_tire_products | sustainable_wood_use | laminated_veneer_lumber | cross_laminated_timber | glue_laminated_timber | wood_combination_materials | energy_efficient_led | lighting_controls | regular_lamp_maintenance | efficient_burner_upgrade | low_carbon_fuels | power_saving_mode | efficient_fan_upgrade | variable_speed_drives | chimneys_air_vents | cooling_centers | handheld_water_fans | optimized_fan_system | efficient_chiller_upgrade | chiller_system_optimization | free_cooling | low_carbon_refrigerant | programmable_thermostats | efficient_heater_upgrade | digital_imaging | low_dose_imaging | scan_protocol_optimization | energy_efficient_electrosurgical_units | low_power_nodes | efficient_refrigerator | temperature_monitoring | energy_efficient_models | alternative_lab_technology | high_speed_settings | energy_efficient_monitors | brightness_adjustment | power_saving_settings | energy_efficient_laptops | bluetooth_disable | energy_efficient_printers | double_sided_printing | draft_mode_printing | energy_efficient_devices | asset_sleep_mode | display_brightness_reduction | alternative_networking | appropriate_cookware | appropriate_burner_sizes | lids_on_pots_pans | stove_turn_off | low_carbon_inhalers | telemedicine_consideration | low_waste_formulas | green_certified_products | low_gwp_inhalers | concentrated_formulas | transportation_emissions_reduction | low_gwp_refrigerants | improved_insulation | optimized_settings | efficient_refrigerators | alternative_cooling_technologies | proper_maintenance | leak_reduction | carbon_energy_monitoring
World Hospital | 0 | Random |  | 0 | 0.156 | 0.291 | 0.468 |  |  | 0.12 | [13 empty] | 0.512
Burying - multiplier | Baseline value | Coverage interaction | Impact interaction | Uncertainty | carbon_credits | carbon_capture | staff_awareness | solar_system | turn_off | maintenance | low_flow_anesthesia | closed_circuit_anesthesia | alternative_natural_fibers | alternative_recycled_material | low_carbon_concrete | insulation_optimization | fish_ash_concrete | slag_concrete | geopolymer_concrete | hempcrete | co2_cured_concrete | energy_efficient_equipment | low_carbon_materials | energy_optimization | renewable_energy | insulation_upgrade | energy_efficient_hvac | white_roof_painting | green_roofs | permeable_pavements | wood_incorporation | bamboo_incorporation | straw_bale_incorporation | energy_efficient_building_systems | cellulose_material | cotton_material | wool_material | waste_reduction_recycling | low_carbon_plasterboard | low_carbon_tire_products | sustainable_wood_use | laminated_veneer_lumber | cross_laminated_timber | glue_laminated_timber | wood_combination_materials | energy_efficient_led | lighting_controls | regular_lamp_maintenance | efficient_burner_upgrade | low_carbon_fuels | power_saving_mode | efficient_fan_upgrade | variable_speed_drives | chimneys_air_vents | cooling_centers | handheld_water_fans | optimized_fan_system | efficient_chiller_upgrade | chiller_system_optimization | free_cooling | low_carbon_refrigerant | programmable_thermostats | efficient_heater_upgrade | digital_imaging | low_dose_imaging | scan_protocol_optimization | energy_efficient_electrosurgical_units | low_power_nodes | efficient_refrigerator | temperature_monitoring | energy_efficient_models | alternative_lab_technology | high_speed_settings | energy_efficient_monitors | brightness_adjustment | power_saving_settings | energy_efficient_laptops | bluetooth_disable | energy_efficient_printers | double_sided_printing | draft_mode_printing | energy_efficient_devices | asset_sleep_mode | display_brightness_reduction | alternative_networking | appropriate_cookware | appropriate_burner_sizes | lids_on_pots_pans | stove_turn_off | low_carbon_inhalers | telemedicine_consideration | low_waste_formulas | green_certified_products | low_gwp_inhalers | concentrated_formulas | transportation_emissions_reduction | low_gwp_refrigerants | improved_insulation | optimized_settings | efficient_refrigerators | alternative_cooling_technologies | proper_maintenance | leak_reduction | carbon_energy_monitoring
World Hospital | 0 | Random |  | 0 | 0.156 | 0.291 | 0.468 | [16 empty] | 0.512
Recycle, Sell, Animal feed - multiplier | Baseline value | Coverage interaction | Impact interaction | Uncertainty | carbon_credits | carbon_capture | staff_awareness | solar_system | turn_off | maintenance | low_flow_anesthesia | closed_circuit_anesthesia | alternative_natural_fibers | alternative_recycled_material | low_carbon_concrete | insulation_optimization | fish_ash_concrete | slag_concrete | geopolymer_concrete | hempcrete | co2_cured_concrete | energy_efficient_equipment | low_carbon_materials | energy_optimization | renewable_energy | insulation_upgrade | energy_efficient_hvac | white_roof_painting | green_roofs | permeable_pavements | wood_incorporation | bamboo_incorporation | straw_bale_incorporation | energy_efficient_building_systems | cellulose_material | cotton_material | wool_material | waste_reduction_recycling | low_carbon_plasterboard | low_carbon_tire_products | sustainable_wood_use | laminated_veneer_lumber | cross_laminated_timber | glue_laminated_timber | wood_combination_materials | energy_efficient_led | lighting_controls | regular_lamp_maintenance | efficient_burner_upgrade | low_carbon_fuels | power_saving_mode | efficient_fan_upgrade | variable_speed_drives | chimneys_air_vents | cooling_centers | handheld_water_fans | optimized_fan_system | efficient_chiller_upgrade | chiller_system_optimization | free_cooling | low_carbon_refrigerant | programmable_thermostats | efficient_heater_upgrade | digital_imaging | low_dose_imaging | scan_protocol_optimization | energy_efficient_electrosurgical_units | low_power_nodes | efficient_refrigerator | temperature_monitoring | energy_efficient_models | alternative_lab_technology | high_speed_settings | energy_efficient_monitors | brightness_adjustment | power_saving_settings | energy_efficient_laptops | bluetooth_disable | energy_efficient_printers | double_sided_printing | draft_mode_printing | energy_efficient_devices | asset_sleep_mode | display_brightness_reduction | alternative_networking | appropriate_cookware | appropriate_burner_sizes | lids_on_pots_pans | stove_turn_off | low_carbon_inhalers | telemedicine_consideration | low_waste_formulas | green_certified_products | low_gwp_inhalers | concentrated_formulas | transportation_emissions_reduction | low_gwp_refrigerants | improved_insulation | optimized_settings | efficient_refrigerators | alternative_cooling_technologies | proper_maintenance | leak_reduction | carbon_energy_monitoring
World Hospital | 0 | Random |  | 0 | 0.156 | 0.291 | 0.468 | [16 empty] | 0.512
Compost - multiplier | Baseline value | Coverage interaction | Impact interaction | Uncertainty | carbon_credits | carbon_capture | staff_awareness | solar_system | turn_off | maintenance | low_flow_anesthesia | closed_circuit_anesthesia | alternative_natural_fibers | alternative_recycled_material | low_carbon_concrete | insulation_optimization | fish_ash_concrete | slag_concrete | geopolymer_concrete | hempcrete | co2_cured_concrete | energy_efficient_equipment | low_carbon_materials | energy_optimization | renewable_energy | insulation_upgrade | energy_efficient_hvac | white_roof_painting | green_roofs | permeable_pavements | wood_incorporation | bamboo_incorporation | straw_bale_incorporation | energy_efficient_building_systems | cellulose_material | cotton_material | wool_material | waste_reduction_recycling | low_carbon_plasterboard | low_carbon_tire_products | sustainable_wood_use | laminated_veneer_lumber | cross_laminated_timber | glue_laminated_timber | wood_combination_materials | energy_efficient_led | lighting_controls | regular_lamp_maintenance | efficient_burner_upgrade | low_carbon_fuels | power_saving_mode | efficient_fan_upgrade | variable_speed_drives | chimneys_air_vents | cooling_centers | handheld_water_fans | optimized_fan_system | efficient_chiller_upgrade | chiller_system_optimization | free_cooling | low_carbon_refrigerant | programmable_thermostats | efficient_heater_upgrade | digital_imaging | low_dose_imaging | scan_protocol_optimization | energy_efficient_electrosurgical_units | low_power_nodes | efficient_refrigerator | temperature_monitoring | energy_efficient_models | alternative_lab_technology | high_speed_settings | energy_efficient_monitors | brightness_adjustment | power_saving_settings | energy_efficient_laptops | bluetooth_disable | energy_efficient_printers | double_sided_printing | draft_mode_printing | energy_efficient_devices | asset_sleep_mode | display_brightness_reduction | alternative_networking | appropriate_cookware | appropriate_burner_sizes | lids_on_pots_pans | stove_turn_off | low_carbon_inhalers | telemedicine_consideration | low_waste_formulas | green_certified_products | low_gwp_inhalers | concentrated_formulas | transportation_emissions_reduction | low_gwp_refrigerants | improved_insulation | optimized_settings | efficient_refrigerators | alternative_cooling_technologies | proper_maintenance | leak_reduction | carbon_energy_monitoring
World Hospital | 0 | Random |  | 0 | 0.156 | 0.291 | 0.468 | [16 empty] | 0.512
Landfill - multiplier | Baseline value | Coverage interaction | Impact interaction | Uncertainty | carbon_credits | carbon_capture | staff_awareness | solar_system | turn_off | maintenance | low_flow_anesthesia | closed_circuit_anesthesia | alternative_natural_fibers | alternative_recycled_material | low_carbon_concrete | insulation_optimization | fish_ash_concrete | slag_concrete | geopolymer_concrete | hempcrete | co2_cured_concrete | energy_efficient_equipment | low_carbon_materials | energy_optimization | renewable_energy | insulation_upgrade | energy_efficient_hvac | white_roof_painting | green_roofs | permeable_pavements | wood_incorporation | bamboo_incorporation | straw_bale_incorporation | energy_efficient_building_systems | cellulose_material | cotton_material | wool_material | waste_reduction_recycling | low_carbon_plasterboard | low_carbon_tire_products | sustainable_wood_use | laminated_veneer_lumber | cross_laminated_timber | glue_laminated_timber | wood_combination_materials | energy_efficient_led | lighting_controls | regular_lamp_maintenance | efficient_burner_upgrade | low_carbon_fuels | power_saving_mode | efficient_fan_upgrade | variable_speed_drives | chimneys_air_vents | cooling_centers | handheld_water_fans | optimized_fan_system | efficient_chiller_upgrade | chiller_system_optimization | free_cooling | low_carbon_refrigerant | programmable_thermostats | efficient_heater_upgrade | digital_imaging | low_dose_imaging | scan_protocol_optimization | energy_efficient_electrosurgical_units | low_power_nodes | efficient_refrigerator | temperature_monitoring | energy_efficient_models | alternative_lab_technology | high_speed_settings | energy_efficient_monitors | brightness_adjustment | power_saving_settings | energy_efficient_laptops | bluetooth_disable | energy_efficient_printers | double_sided_printing | draft_mode_printing | energy_efficient_devices | asset_sleep_mode | display_brightness_reduction | alternative_networking | appropriate_cookware | appropriate_burner_sizes | lids_on_pots_pans | stove_turn_off | low_carbon_inhalers | telemedicine_consideration | low_waste_formulas | green_certified_products | low_gwp_inhalers | concentrated_formulas | transportation_emissions_reduction | low_gwp_refrigerants | improved_insulation | optimized_settings | efficient_refrigerators | alternative_cooling_technologies | proper_maintenance | leak_reduction | carbon_energy_monitoring
World Hospital | 0 | Random |  | 0 | 0.156 | 0.291 | 0.468 | [16 empty] | 0.512